## BOQ_1_CIVIL BOQ
S.NO | DESCRIPTION | GRADE OF CONC | CEMENT CO-EFF | UNIT | SUB STRUCTURE / NTA | CLUB HOUSE SUB STR | TOWER A | TOWER B | TOWER C | CLUB HOUSE | SUPER STR | OVERALL QTY | NET RATE | TOTAL AMOUNT | Estimation Remarks to Project team | Project head Remarks
A | EARTHWORK EXCAVATION
BRIGADE LUMINA TOWER A & TOWER B: 2B+Ground+19 Upper floors + Terrace TOWER C: 2B+Ground+22 Upper floors + Terrace | PREAMBLE FOR EARTHWORK:
BRIGADE LUMINA TOWER A & TOWER B: 2B+Ground+19 Upper floors + Terrace TOWER C: 2B+Ground+22 Upper floors + Terrace | 1. Contractor shall take all required permissions from the appropriate authorities for Excavation, Blasting, Carting away materials etc. & shall bear all the expenses for the same.
BRIGADE LUMINA TOWER A & TOWER B: 2B+Ground+19 Upper floors + Terrace TOWER C: 2B+Ground+22 Upper floors + Terrace | 2. Rate to include removal of all kinds of vegetation, small shrubs etc. Dewatering of surface water to be let out of the building area through proper piping networks & channels if required. The contractor at his own expenses shall water very well, ram and thoroughly consolidate the bottom of all excavation & ground before the construction of foundation/ footing/ plinth beam, filling in basement floor or other work is commenced. In case of excess excavation over & above the specified depth, the contractor at his own expenses should fill up with plum/lean concrete to the required level which will not be measured for payment. The rate for excavation shall include necessary measures to prevent sides from falling, including bailing or pumping out of water if necessary. Lift & lead outside campus are to be considered to suit the local regulations. Contour levels to be taken jointly with the EMPLOYER - EIC / representative and prior written approval to be taken before starting any excavation/ filling at every 3 / 5 mt grids for arriving at the actual quantity. Measurements for filling will be taken for consolidated thickness only. Cost to include all and necessary royalty and other permission charges required to execute the works, if necessary.
BRIGADE LUMINA TOWER A & TOWER B: 2B+Ground+19 Upper floors + Terrace TOWER C: 2B+Ground+22 Upper floors + Terrace | 3. FOR MEASUREMENT - Qty. shall be arrived at after taking block levels taken prior to and after excavation. The below mentioned quantities (sl no: A 1 to A 3) are based on soil report and the quantities may vary as per site condition. Quantity of Ordinary soil/ Disintegrated rock/ Hard rock mentioned is tentative and may vary to any extent depending upon underlying ground profile to be exposed during excavation.
BRIGADE LUMINA TOWER A & TOWER B: 2B+Ground+19 Upper floors + Terrace TOWER C: 2B+Ground+22 Upper floors + Terrace | 4. Rate to include disposing off the same to be transported outside the site premises & dumped at dump yards approved by local authorities/ statutory bodies, so that EMPLOYER should not receive complaint from any local bodies/ Govt. agencies/ public in general. The rate to include loading, transporting, unloading/ dumping including the cost of mechanical transport/ labour etc. complete as directed by EIC.
BRIGADE LUMINA TOWER A & TOWER B: 2B+Ground+19 Upper floors + Terrace TOWER C: 2B+Ground+22 Upper floors + Terrace | 5. Mode of Measurement shall be as per IS 1200 Except that stacking is not used for measuring rock.
BRIGADE LUMINA TOWER A & TOWER B: 2B+Ground+19 Upper floors + Terrace TOWER C: 2B+Ground+22 Upper floors + Terrace | 6. Working space & provision of slopes if required for excavation shall be measured & paid, but not exceeding width stipulated in IS 1200.
BRIGADE LUMINA TOWER A & TOWER B: 2B+Ground+19 Upper floors + Terrace TOWER C: 2B+Ground+22 Upper floors + Terrace | 7. Dewatering of rain water if required to be carried out at no additional cost.
BRIGADE LUMINA TOWER A & TOWER B: 2B+Ground+19 Upper floors + Terrace TOWER C: 2B+Ground+22 Upper floors + Terrace | 8.Undulations shall be filled with Plum concrete to bring the excavated surface to required level when controlled blasting (Hard rock) is done which shall be measured and paid under relevant item of work.
BRIGADE LUMINA TOWER A & TOWER B: 2B+Ground+19 Upper floors + Terrace TOWER C: 2B+Ground+22 Upper floors + Terrace | 9. Initial levels will be taken before excavation of the hard rock and final levels will be taken after achieving the required levels recorded in the presence of EIC & JMR maintained.
A 1 | Surface excavation: Excavation exceeding 1.50m in width as well as 10.0Sqm on plan, but not exceeding 300 mm in depth including disposal of excavated earth outside the site premises & lift from basement excavated level, disposed soil to be levelled & neatly dressed in all kinds of soil, as per directions of EIC . |  |  | Sqm | 10100 | 967 |  |  |  |  | 0 | 11067 | 74 | 818958 | Basement foot print area considered for qty, Project Head to confirm whether LI is operated or not?
A 2 | Excavation in all types of soil for Footings / rafts of columns, Retaining wall, Core walls, catch pits, Lift pits, trenches for drains, STP, UG water retaining structures etc., by mechanical means including manual excavation for levelling, dressing/trimming of excavated sides, with all leads and lifts, Dewatering of surface water, removal of slurry generated while excavation and keeping the area free of water, strutting, required for keeping excavated sides of earth in position etc., Rate to include for disposing off excess earth / unserviceable material & to be transported outside the site premises & dumped at dump yard approved by local authorities/ statutory bodies, so that EMPLOYER should not receive complaint from any local bodies/ Govt. agencies/ public in general. The rate to include loading, transporting, unloading/ dumping including the cost of mechanical transport/ labour etc. complete as directed by EIC. Note : a). Back filling for the sides of foundations/ footings/ Retaining Wall will be paid under separate relevant item of work. b). Working space & provision of slopes if required for execution shall be measured & paid as per actual width of excavation, but not exceeding width stipulated in IS 1200. DEPTH MEASURED FROM LOWER BASEMENT EXCAVATED LEVEL | [12 empty] | 0 | Mass excavation up to 93.425 level shall be separate package. Thus Only excavation beyond 93.425 level considered. Project head to note the same.
A 2.1 | From 0.00 to 1.50 M |  |  | Cum | 505 | 0 |  |  |  |  | 0 | 505 | 199 | 100495 | For Lifts pits of depth 2.0m beyond 93.425. In this line item up to 1.5m depths is considered
A 2.2 | From 1.50 M to 3.00 M |  |  | Cum | 169 | 0 |  |  |  |  | 0 | 169 | 199 | 33631 | For Lifts pits of depth 2.0m beyond 93.425. In this line item up to 0.5m depths is considered
A 2.3 | From 3.00 M to 6.00 M |  |  | Cum | [6 empty] | 0 | RO | 199 | 0
| Same as above, but for STP, UG sump Excavation in soil | [12 empty] | 0
A 2.4 | From 0.00 to 3.00M |  |  | Cum |  | 241 |  |  |  |  | 0 | 241 | 199 | 47959 | As per soil report - BH 1 - Silty sand For Storm water collection sumps at ground level (+100.00) of depth 4.3m. Up to 3.0m depths is considered in this line item. Project head to note the same.
A 2.5 | From 3.00 M to 6.00 M |  |  | Cum | [6 empty] | 0 | RO | 199 | 0
A 3 | Excavation in disintegrated/ weathered/ soft rock for Footings / rafts of columns, Retaining wall, Core walls, catch pits, Lift pits, trenches for drains, STP, UG water retaining structures etc., by mechanical means including manual excavation for levelling, dressing/trimming of excavated sides, with all leads and lifts, Dewatering of surface water, removal of slurry generated while excavation. Rate to include for disposing off disintegrated / weathered/ soft rock / unserviceable material & to be transported outside the site premises & dumped at dump yard approved by local authorities/ statutory bodies, so that EMPLOYER should not receive complaint from any local bodies/ Govt. agencies/ public in general. The rate to include loading, transporting, unloading/ dumping including the cost of mechanical transport/ labour etc. complete as directed by EIC. Note: a). Back filling for the sides of foundations/ footings/ Retaining Wall will be paid under separate item of work. b). Working space & provision of slopes if required for execution shall be measured & paid as per actual width of excavation , but not exceeding width stipulated in IS 1200. | [12 empty] | 0
A 3.1 | From 0.00 to 1.50 M |  |  | Cum | [6 empty] | 0 | RO | 695 | 0
A 3.2 | From 1.50 M to 3.00 M |  |  | Cum | [6 empty] | 0 | RO | 695 | 0
| Same as above, but for STP, UG sump Excavation in Soft / Disintegrated rock | [11 empty] | 695 | 0
A 3.4 | From 0.00 to 1.50M |  |  | Cum | [6 empty] | 0 | RO | 695 | 0
A 3.5 | From 1.50 to 3.00M |  |  | Cum | [6 empty] | 0 | RO | 695 | 0
A 3.6 | From 3.00 M to 6.00 M |  |  | Cum |  | 105 |  |  |  |  | 0 | 105 | 695 | 72975 | As per soil report - BH 1 - Soft rock (after 3.0m) For Storm water collection sumps at ground level (+100.00) of depth 4.3m. 3.0m to 4.3m depths is considered in this line item. Project head to note the same.
A 4 | Excavation in Hard rock for Footings / rafts of columns, Retaining wall, core walls, catch pits, lift pits, trenches for drains, water retaining structures etc., by drilling holes by jack hammer with compressor @ required intervals & injecting with suitable chemical like Stone- Tech / Equivalent as per manufacturer's specification to expand and crack & further breaking or splitting using rock breakers / jack hammers etc., breaking down large block into smaller chunk of rocks to enable loading & transportation including all leads and lifts all as per detailed specification and conforming to safety rules during progress of the work. Note: Measurements as per IS 1200. For measurement qty shall be arrived at after carrying out block levels taken before & after excavation.
Note: Rate to include disposing off the same to be transported outside the site premises & dumped at approved dump yards by local authorities/statutory bodies, so that EMPLOYER should not receive complaint from any local bodies/Govt. agencies/ public in general. The rate to include loading, transporting, unloading/ dumping including the cost of mechanical transport/labour etc. complete as directed by EIC.
A 4.1 | From 0.00 to 1.50 M |  |  | Cum | [6 empty] | 0 | RO | 2529 | 0
A 4.2 | From 1.50 M to 3.00 M |  |  | Cum | [6 empty] | 0 | RO | 2529 | 0
| Same as above, but for STP, UG sump Excavation in Soft / Disintegrated rock | [12 empty] | 0
A 4.3 | From 0.00 to 1.50M |  |  | Cum | 118 | [5 empty] | 0 | 118 | 2529 | 298422 | As per soil report - BH 5 - Hard rock (after 6.0m) As per soil report - BH 6 - Hard rock (after 7.5m) For Storm water collection sumps at basement 02 (+95.60) of depth 3.55m beyond +94.475 level. (Depth 2.43m) Up to 1.5m depths is considered in this line item. Project head to note the same.
A 4.4 | From 1.50 to 3.00M |  |  | Cum | 67 | [5 empty] | 0 | 67 | 2529 | 169443 | As per soil report - BH 5 - Hard rock (after 6.0m) As per soil report - BH 6 - Hard rock (after 7.5m) For Storm water collection sumps at basement 02 (+95.60) of depth 3.55m beyond +94.475 level. (Depth 2.43m) 1.5 to 2.43m depths is considered in this line item. Project head to note the same.
A 4.5 | From 3.00 M to 6.00 M |  |  | Cum | [6 empty] | 0 | RO | 2529 | 0
A 5 | Excavation in Hard rock using Rock breakers (NON BLASTING METHODS/ BLASTING PROHIBITED) & Rate to include for breaking down large block into smaller chunk of rocks to enable loading & transportation to the required level and conforming to safety rules during progress of the work. Rate to include for disposing off excess earth / unserviceable material & to be transported outside the site premises & dumped at dump yard approved by local authorities/ statutory bodies, so that EMPLOYER should not receive complaint from any local bodies/ Govt. agencies/ public in general. The rate to include loading, transporting, unloading/ dumping including the cost of mechanical transport/ labour etc. complete as directed by EIC. Note : a). Back filling for the sides of foundations/ footings/ Retaining Wall will be paid under separate relevant item of work. b). Working space & provision of slopes if required for execution shall be measured & paid, but not exceeding width stipulated in IS 1200. c). Qty for measurement based on Initial levels to be taken before excavation of the hard rock and final levels to be taken after achieving the required levels recorded in the presence of EIC & JMR maintained. | [12 empty] | 0
A 5.1 | From 0.00 to 1.50 M |  |  | Cum | [6 empty] | 0 | RO | 2529 | 0
A 5.2 | From 1.50 M to 3.00 M |  |  | Cum | [6 empty] | 0 | RO | 2529 | 0
| Same as above, but for STP, UG sump Excavation in Soft / Disintegrated rock | [12 empty] | 0
A 5.3 | From 0.00 to 3.00M |  |  | Cum | [6 empty] | 0 | RO | 2529 | 0
A 5.4 | From 1.50 to 3.00M |  |  | Cum | [6 empty] | 0 | RO | 2529 | 0
A 5.5 | From 3.00 M to 6.00 M |  |  | Cum | [6 empty] | 0 | RO | 2529 | 0
A 6 | Back filling to foundations and the area where ever specified with approved good quality filling materials in plinths, area development, sides of foundation/ footings, sides of Retaining Wall etc. wherever specified in layers of not exceeding 150 mm thick including breaking clods, storing, transportation, double handling, watering, compacting each layer by mechanical means of suitable capacity vibratory rollers /plate compactors and at in-accessible places with wooden/ steel rammers to achieve 90 to 95% proctor density at optimum moisture content, all leads and lifts, bailing/ pumping out of water to keep site dry while backfilling; cost shall include conveyance of all materials, labour, machinery etc. complete as directed. The rate to include for loading, unloading, hire and fuel charges for tools and plants and carrying out proctor density test for backfilled area and other incidental charges etc., complete. | [12 empty] | 0
A 6.1 | With excavated earth available at site | [12 empty] | 0
(i) | Sides of footings / tower raft |  |  | Cum | 5449 | 253 |  |  |  |  | 0 | 5702 | 226 | 1288652 | For foundations up to grade slab
ii | Sides of retaining wall upto NGL |  |  | Cum | 6405 | 501 |  |  |  |  | 0 | 6906 | 346 | 2389476 | For sides for retaining wall upto NGL level
iii | Sides of retaining wall - From NGL (99 to 101) to podium lvl (103.4) |  |  | Cum | 1057 | 749 |  |  |  |  | 0 | 1806 | 346 | 624876 | For sides for retaining wall NGL to podium level Podium level - 103.4 NGL - varies 99 to 101 Since there is level difference of 2m , project head to confirm if entire peripheral area filling is to be considered uniform height upto 103 lvl or will there be step down & navigate to the required levels
iv | Landscape areas - filling upto required formation level |  |  | Cum | [6 empty] | 0 | RO | 346 | 0 | This line item will be part of hardscape works BOQ
A 6.2 | With approved quality earth brought from outside | [12 empty] | 0
i | Sides of footing |  |  | Cum | [6 empty] | 0 | RO | 415 | 0
ii | Sides of retaining wall |  |  | Cum | [6 empty] | 0 | RO | 542 | 0
iii | Landscape areas - filling upto required formation level |  |  | Cum | [6 empty] | 0 | RO | 542 | 0
A 7 | With approved quality quarry dust brought from outside at locations wherever directed by EIC. |  |  | Cum | [6 empty] | 0 | RO | 2191 | 0
A 8 | WMM filling: Providing, laying, spreading and compacting graded stones aggregate to wet mix macadam specifications including pre mixing the material with water at OMC in mechanical mix plant carriage of mixed method of tipper to site in stock yard, Shifting from stock yard to the required place and laying in uniform layers on well prepared surface and compacting with 1ton roller to achieve the desired density complete as per specifications in MORTH-406 Location: At locations wherever directed by EIC. |  |  | Cum | 5 | 0 | 0 | 0 | 0 |  | 0 | 5 | 2540 | 12700 | Notional Qty considered. Project head to confirm line item required or not.
A 9 | Providing and laying Granular Sub-Base laid in two layers consisting of sand, crushed stone and gravel mixed in proportions as specified below:
Sieve designation % by weight passing
75mm 100
53mm 80-100
26.5mm 55-90
9.5mm 35-65
4.75mm 25-55
2.36mm 20-40
0.425mm 10-25
0.075mm 3-10
| Using good quality graded materials from approved source and mixed in the specified proportion including cost and conveyance of all materials, stacking and mixing in the specified proportion, spreading after mixing to required camber, levelling, watering with all leads to obtain moisture levels of mix between 1% above and 2% below the optimum moisture content at the time of compaction and compacting each layer with 8 - 10 ton vibratory power roller to obtain the required proctor density including all labour, charges for all tools and plants employed and all their incidental charges etc. all complete as per IRC /and MOST specifications and as directed by EIC (NOTE : CBR value shall not be less than 20 for sub base ) Location: At locations directed by EIC |  |  | Cum | 5 | [5 empty] | 0 | 5 | 2540 | 12700
A 10 | Carting away surplus earth/ excavated material/ debris and like materials outside the plot not covered under items A 1 to A 4 and disposing off the same to the designated areas. Note: Rate to include disposing off the excavated material / debris outside the site premises & dumped at dump yards approved by local authorities/ statutory bodies, so that EMPLOYER should not receive complaint from any local bodies/ Govt. agencies/ public in general. The rate to include loading, transporting, unloading/ dumping including the cost of mechanical transport/ labour etc. complete as directed by EIC. |  |  | Cum | 50 | [5 empty] | 0 | 50 | 300 | 15000
A 10 | Supplying, diluting & injecting chemical emulsion for pre-constructional Anti - termite treatment works with approved quality pest control treatment, creating a continuous chemical barrier under & all-round the sides of- Retaining wall, column pits, wall trenches, basement excavation, top surface of plinth filling, junction of wall & floor, along external perimeter of building, expansion joints, over the top surface of consolidated earth on which apron is to be laid, surroundings of pipes & conduits, below grade slab, sides of trenches/ drains, etc. complete to required depths as per specifications, Using Chlorpyriphos 20% EC or equivalent and it will be 1 : 20 (1 litre of chemical : 20 liters of water) & to be sprayed to cover 5 lts/ Sq. Mt at all levels & heights and shall be in conformance with IS 6313 (Part 2) : 2022. NOTE: Before execution discuss / ascertain / confirmation with EIC, extent of anti termite treatment to be done & on mode of measurement shall be limited to applied surface only |  |  | Sqm | 10100 | 967 |  |  |  |  | 0 | 11067 | 105 | 1162035 | Basement footprint area considered
A 10.1 | Same as above item but using IMIDACHLOPRID chemical for Anti-termite treatment dosage 1:476 (1 litre of chemical to 476 litres of water)& all other description of item remains same & unaltered except for dosage. |  |  | Sqm | [6 empty] | 0 | RO |  | 0
A 11 | Providing and laying soling in position, including base preparation by Mechanical compaction, filling voids with 40 mm granite hand broken metal/ Rubble and smaller pebbles, quarry dust for binding as directed by the EIC including watering, packing, proper consolidation by mechanical means etc. where ever directed by EIC. |  |  | Cum | 5 | [5 empty] | 0 | 5 | 3122 | 15610 | Notional Qty considered. Project head to confirm line item required or not
A 12 | Providing and laying 500 micron gauge polythene paper/ Polythene sheet at locations indicated below to the required levels, including supply, loading and unloading, storing, transportation, laying, sealing of junctions and overlaps, all leads and lifts, etc. Complete as directed by EIC. | [12 empty] | 0
A 12.1 | Below PCC of footings, rafts or wherever directed by EIC. |  |  | Sqm | 11529 | 967 |  |  |  |  | 0 | 12496 | 124 | 1549504 | Basement footing below raft PCC area (Below Footing & stiched slab) Project head to confirm line item required or not
A 12.2 | Excavated Sides of basement / Deep excavation. |  |  | Sqm | 4523 | 727 |  |  |  |  | 0 | 5250 | 124 | 651000 | Sides of retaining wall considered & Project head to confirm line item required or not
A 12.3 | Below PCC of grade slab |  |  | Sqm | 10154 | 911 |  |  |  |  | 0 | 11065 | 124 | 1372060 | Grade slab below PCC area considered & Project head to confirm line item required or not
A 13 | Excavation for Sub soil well of 2.0m dia & 3.0m depth for dewatering of ground water, removal of slurry generated while excavation, providing& laying PCC-1:3:6, Pre cast RCC rings -size: 2000mm dia x 250 / 300mm depth(vendor specific) x 75mm thk, 20mm down grade aggregate filling, manhole cover, RCC cover slab, , 25mm thick PVC rungs of size 170 mm wide x 260 mm length, earth filling including cost of materials, labour, with all leads, loading and unloading, transportation & other incidental charges etc., complete and as directed by EIC. Depth for excavation shall be measured from the basement floor level. Note: 1. Rate to exclude for piping & pumps. 2. RCC cover slab, wall, bot slab/raft should be of M25 grade. |  |  | Each | 2 | [5 empty] | 0 | 2 | 91101 | 182202 | Considered Notional qty, project head to confirm on the same
A 14 | Pumping out water / slurry with adequate capacity pumps and pipe network including the hire charges of pump, installation charges, pipe network, necessary fuel charges etc., complete including maintaining the system during the excavation process. Rate to include operator charges Note: Payable for pumping out subsoil water and not for dewatering of rain water. |  |  | HP/ Hour | 5000 | [5 empty] | 0 | 5000 | 52 | 260000 | Considered Notional qty, project head to confirm on the same
| SUB TOTAL - EARTH WORK | [12 empty] | 11077698
B | PLAIN CEMENT CONCRETE: SMC
PREMABLE
Manufactured sand (M-sand) confirming to approved gradation, admixture of approved make (FOSROC or equivalent) and dosage as per manufacturer specification to be used in concrete works.
In case EMPLOYER insist for using river sand in lieu of M-sand, the difference in rate will only be paid.
B 1 | (i) Basic price of Cement : Rs.240/Bag
B 1.1 | Providing and laying Plum concrete 1 : 5 : 10 wherever specified using M-sand, 40 mm and down size metal and boulders of 150 mm (proportion 60 : 40 for concrete : boulder) including base preparation, levelling, all leads and lifts, rough finishing at the top surface, curing and shuttering if necessary etc., complete. |  |  | Cum | 5 | [5 empty] | 0 | 5 | 5069 | 25345 | Considered Notional qty, project head to confirm on the same
B 1.2 | Providing and laying P.C.C. 1 : 4 : 8 / M 7.5 of specified thk wherever specified using M-sand, 40 mm and down size metal including, machine mixing, sub grade preparation, levelling, all leads and lifts, rough finishing at the top surface, curing and shuttering if necessary etc., |  |  | Cum | 5 | [5 empty] | 0 | 5 | 5528 | 27640
B 1.3 | Providing and laying PCC 1 : 3 : 6 / M 10 of specified thickness wherever specified using M-sand, 20 mm & down size aggregates including, machine mixing, base preparation, compaction, levelling, leads & lift, curing & shuttering if required etc., complete. |  |  | Cum | 5 | [5 empty] | 0 | 5 | 5847 | 29235
B 1.4 | Providing and laying P.C.C. 1 : 2 : 4 / M 15 of specified thickness wherever specified using M-sand, 20 mm and downsize aggregate including cleaning, machine mixing, Compaction, levelling, all leads and lifts, rough finishing at the top surface, curing and shuttering if necessary etc., at all heights and depths as instructed. Location : Copings, bed blocks. |  |  | Cum | 5 | [5 empty] | 0 | 5 | 11859 | 59295
B 2 | PLAIN CEMENT CONCRETE: RMC | [12 empty] | 0
| (i) Basic price of Cement : Rs.240/Bag (ii) Basic price of RMC PCC M10 : Rs.3140/cum & M15 : Rs. 3330/cum | [12 empty] | 0
B 2.1 | Providing & Laying P.C.C. M 10 of specified thickness, including base preparation, Compaction, levelling, all leads and lifts, curing and shuttering if necessary etc., Complete for following locations & at locations wherever directed by EIC. | [12 empty] | 0
i | Below Isolated Footing, Foundations (both tower & non tower areas), Tower raft, Stitch raft , Grade slab & B3 Floor lvl. |  |  | Cum | 1884 | 177 |  |  |  |  | 0 | 2061 | #ERROR! | #ERROR! | 100mm PCC thickness consided as per earth drawing sections
ii | Below Retaining Wall raft |  |  | Cum | 70 | 14 |  |  |  |  | 0 | 84 | #ERROR! | #ERROR! | 100mm PCC thickness consided as per earth drawing sections
iii | Below UG sump, STP, other water retaining structures, ramps & at locations wherever directed by EIC. |  |  | Cum | 106 | 0 |  |  |  |  | 0 | 106 | #ERROR! | #ERROR! | 75mm PCC thickness consided as per drawing
B 2.2 | For Plum concrete (Material supplied by vendor @ Basic rate: RMC M10) 60% of concrete : 40% boulders. (Supply of boulders @ vendor's scope) |  |  | Cum | 1405 | 48 |  |  |  |  | 0 | 1453 | #ERROR! | #ERROR! | Plum concrete Lifts - Alround length (For 600mm working space with slope 1:2 considered) Tower to Non tower transition slab - Alround length (For slope 1:2 considered) Ramps and water retaining structures
B 2.3 | Providing & Laying P.C.C. M 15 of specified thickness, including cleaning, Compaction, levelling, all leads and lifts, finishing the top surface, curing and shuttering if necessary, at all heights and depths at locations wherever specified , all as per directions of EIC etc., complete. Location : At locations wherever directed by EIC. |  |  | Cum | [6 empty] | 0 | RO | 5906 | 0
B 2.4 | Providing and Laying the CLSM (Controlled low strength material) RMC Mix with 178 Kgs Cementious material (i.e. OPC 53 grade cement - 30 Kgs & GGBSS- 148 Kgs) & Msand of 2022 Kgs to the required depth of filling including all leads and lifts, pumping using pipeline, wherever necessary as directed by EIC,curing and mix design as per approved by client. |  |  | Cum | [6 empty] | 0 | RO | 5733 | 0
| SUB TOTAL - PCC WORKS (SMC & RMC) | [12 empty] | 141515
C | REINFORCED CONCRETE WORKS.
PREAMBLE FOR R.C.C. WORKS (FOR SMC & RMC)
NOTE: CONCRETE SHALL BE PROCURED FROM SITE BATCHING PLANT HOWEVER, IN CASE OF RMC PROCURED FROM OUTSIDE RMC PLANT THE PROBABLE CONCRETE CAN BE FETCHED FROM APPROVED RMC MANUFACTURER / SUPPLIERS. Basic price of Cement : Rs.240/Bag Basic price of RMC RCC M20 - Rs.3562/cum M25 - Rs.3600/cum M30 - Rs.3675/cum M35 - Rs.3752/cum M40 - Rs.3943/cum M45 - Rs.4248/cum M50 - Rs.4630/cum
RATE QUOTED SHOULD INCLUDE FOR THE FOLLOWING:
All concrete used for reinforced concrete work (structural concrete) shall be "Controlled concrete" and the use of weight batching is a must and shall be insisted upon.
While quoting for structural concrete work contractors are particularly advised to study the relevant drawings carefully before quoting.
The tenderer shall set up & maintain test lab at site, cube testing machine in good working order, sieves, slump cone, graduated cylinder and weights, scales for material testing & conduct test @ regular intervals & send reports to EIC & all concerned.
A qualified mechanic shall always be available during working hours for maintenance of weight batching machines.
Contractor shall quote the rates including all forms of wastages. The contractor shall immediately rectify / grind the concrete joints, bulged surfaces concrete spillages etc., immediately after striking out the formwork as per the instructions of EIC.
a. A thick coat of slurry if the joint is less than 3 days old.
b. A thick coat of slurry with latex based admixture like Nito bond or equivalent , if the joint is less than 7 days old.
c. A coat of epoxy to be applied, if it is more than 7 days.
d. Construction joints in columns, walls shall be horizontal, Slabs/ beams as per drawing and all the latent concrete shall be removed after final setting and shall be given a coat of thick slurry if the joint is below the floor level and mortar poured from the top mix proportion equal to that of concrete.
e. For Construction joints, Stoppers to be removed immediately after initial setting time and the surface should be roughened thoroughly by compressed jet water wash.
e. Raking of shuttering plate joints in slabs using grinder & making good any visible honey comb as per the directions of EIC.
f. For all structural concrete elements post construction dimension and levels shall be documented and submitted .
g. Design mix shall be as approved by the Structural Consultant/ Employers representative. Micro silica, hyper plasticisers to be used for M 45 & higher grade of concrete as approved by consultant/EIC.
h. Cement Slurry required for priming of concrete pump & pipe lines to be included in the rates quoted.
i. Rate to include for placing of concrete for both type of shuttering whether Aluminium /Conventional type. Nothing extra will be paid on account of the type of shuttering.
j. Rate Quoted should include for pumping of concrete to all heights irrespective of whether the concrete is issued by EMPLOYER or procurement by contractor or from site mix batching plant.
l. Necessary dowels should be left during the time of execution as indicated in the detailed drawing/ as per instruction of EIC in the form of dowel box. If provision for dowels cannot be made during the time of execution due to practical issues, the same will be measured & paid separately under relevant (lockset) item of work as per the instructions of EIC & JMR Should be maintained for the same.
m. In case EMPLOYER insist for using river sand in lieu of M-sand, the difference in rate will only be paid.
n. Bolt holes to be properly made good with suitable grouting material as per the directions of EIC.
o. Rate to include for sleeves / cutout for pressurization shafts / ducts
RMC /Batching Plant Concrete for below mentioned works
Providing & laying all grades of concrete including pumping as specified in (IS 1200) at any depth or heights excluding the cost of steel reinforcement and Shuttering/ Formwork. The rate shall include for providing scaffolding, compacting by vibration, curing, hacking (wherever required and also to receive plaster) and providing recess in walls or columns, sleeves in slabs, construction joints, sunk slabs, cantilever slabs, making holes or cutting formwork for taking out Electrical conduits or dowels for columns, Staircase & for any other RCC members, to the required shape, size, slope shown in drawings for the following items of work.
Please note that,Unless otherwise specified all Concrete Grades are M30 - For Towers
C 1 | Tower raft / Lift core raft / shear blocks of all shapes & profile as shown in drg | M30 |  | Cum | 1200 | 0 |  |  |  |  | 0 | 1200 | #ERROR! | #ERROR! | Considered lifts core/staricase core walls rafts Towers 1800mm depth - 3 no's 1500mm depth - 3 no's 1050mm depth - 1 no's
C 2 | Isolated / Combined Footing of all shapes & profile as shown in drg | M30 |  | Cum | 2192 | 177 |  |  |  |  | 0 | 2369 | #ERROR! | #ERROR! | For isolated / Combined footings Towers 600mm - depth 4 no's - 64 Sqm 750mm - depth 92 no's - 39505 Sqm 900mm - depth 113 no's - 93195 Sqm 1050mm - depth 16 no's - 2283 Sqm 1200mm - depth 26 no's - 5863 Sqm 1400mm - depth 1 no's - 39 Sqm 1500mm - depth 3 no's - 241 Sqm
C 3 | Stitched raft | M30 |  | Cum | 984 | 101 |  |  |  |  | 0 | 1085 | #ERROR! | #ERROR! | For stitched slab of 150mm depth (excluding footing area) Club house - 744.82 Sqm Towers - 6,553.97 Sqm
C 3a | Grade slab | M30 |  | Cum | 1773 | 183 |  |  |  |  | 0 | 1956 | #ERROR! | #ERROR! | 200mm thick slab considered as per drawings
C 4 | Retaining Wall Raft of all profile as shown in drg | M30 |  | Cum | 389 | 75 |  |  |  |  | 0 | 464 | #ERROR! | #ERROR! | 600mm thick raft considered as per RFI instruction Club house - 132.05 Sqm Tower Area - 647.18 Sqm
C 5 | Retaining walls of all profile as shown in drg | M30 |  | Cum | 894 | 221 |  |  |  |  | 0 | 1115 | #ERROR! | #ERROR! | 300mm thick wall considered as per RFI instruction Club house - 92.56 Rmt Tower Area - 488.15 Rmt
C 6 | Pedestal for DG | M30 |  | Cum | 50 | [5 empty] | 0 | 50 | 5900 | 295000 | Detail drawings not available, notional qty considered. May vary as per actuals
C 7 | Columns / Shear walls (of all shapes & profiles as shown in drawing). (@ all levels) | [12 empty] | 0
| Tower Area | [12 empty] | 0
a | Foundation to B2 Floor lvl | M30 |  | Cum | 113 | 19 |  |  |  | 19 | 19 | 151 | #ERROR! | #ERROR! | 32 no's of columns,0.275 m height 32 no's of columns,0.575 m height 4 no's of columns,0.675 m height 54 no's of columns,0.875 m height 19 no's of columns,1.025 m height 114 no's of columns,1.175 m height
b | B2 to B1 floor lvl | M30 |  | Cum | 495 | 57 |  |  |  | 57 | 57 | 609 | #ERROR! | #ERROR! | 255 no's of columns,3.3 m height
c | B1 to Ground floor lvl | M30 |  | Cum | 655 | 37 |  |  |  | 37 | 37 | 729 | #ERROR! | #ERROR! | 184 no's of columns,4.5 m height 71 no's of columns,3.8 m height
d | Ground floor to 1st floor lvl | M30 |  | Cum |  |  | 22 | 45 | 43 | 55 | 165 | 165 | #ERROR! | #ERROR! | Line Item contains: Parking area columns and shear walls at the ground floor. Note: The Project Head must review and confirm whether the quantity should remain under this line item or be reallocated under SDC.
e | 1st to 5th floor lvl | M30 |  | Cum |  |  | 6 | 12 | 9 | 260 | 287 | 287 | #ERROR! | #ERROR! | As per BEL instructions - Club house sloped wall considered as RC walls. However, Architectute shows it as block work. Project head to confirm if block work is required
f | 6th to 10th floor | M30 |  | Cum | [5 empty] | 185 | 185 | 185 | #ERROR! | #ERROR! | As per BEL instructions - Club house sloped wall considered as RC walls. However, Architectute shows it as block work. Project head to confirm if block work is required
| Non Tower Area | [12 empty] | 0
a | Foundation to B2 Floor lvl | M50 |  | Cum | 33 | 0 |  |  |  |  | 0 | 33 | #ERROR! | #ERROR! | 2 no's of columns,1.025 m height 5 no's of columns,0.425 m height 2 no's of columns,0.775 m height 90 no's of columns,1.325 m height
b | B2 to B1 floor lvl | M50 |  | Cum | 90 | 0 |  |  |  |  | 0 | 90 | #ERROR! | #ERROR! | 108 no's of columns,3.3 m height
c | B1 to Ground floor lvl | M50 |  | Cum | 103 | 0 |  |  |  |  | 0 | 103 | #ERROR! | #ERROR! | 108 no's of columns,3.8 m height
0
C 8 | Column Capital of different thickness @ different level, etc., In all floors as per drg. | [12 empty] | 0
a | B1 Floor lvl | M50 |  | Cum | 315 | 0 |  |  |  |  | 0 | 315 | #ERROR! | #ERROR! | 698.68 Sqm - 450mm depth
b | Ground floor lvl | M50 |  | Cum | 315 | 0 |  |  |  |  | 0 | 315 | #ERROR! | #ERROR! | 698.68 Sqm - 450mm depth
0
C 9 | Beams of all shapes, width and depths (Upstand, down stand & cantilever beam, Girder Beams of all profiles as shown in drg). @ all floors | [12 empty] | 0
a | B1 Floor lvl | M30 |  | Cum | 239 |  |  |  |  | 0 | 0 | 239 | #ERROR! | #ERROR! | Basement 01 0.25 x 0.6 m - 1311.59m 0.45 x 0.6 m - 84.67m 0.2 x 0.6 m - 77.38m 0.4 x 0.6 m - 18.79m 0.25 x 0.85 m - 5.45m 0.3 x 0.6 m - 4.2m 0.25 x 1.3 m - 4.07m 0.2 x 0.825 m - 3.6m 0.2 x 0.45 m - 3.2m 0.2 x 0.75 m - 3.07m 0.25 x 0.95 m - 2.2m
b | Ground floor lvl | M30 |  | Cum | 133 |  |  |  |  | 27 | 27 | 160 | #ERROR! | #ERROR! | Ground floor 0.25 x 0.6 m - 643.49m 0.45 x 0.6 m - 79.65m 0.2 x 0.6 m - 56.8m 0.4 x 0.6 m - 18.78m 0.25 x 0.5 m - 12.39m 0.135 x 0.285 m - 8.42m 0.15 x 0.285 m - 4.34m 0.3 x 0.6 m - 4.2m 0.13 x 0.285 m - 2.79m 0.15 x 0.3 m - 2.54m
| 1st to 5th floor lvl | M30 |  | Cum | [5 empty] | 109 | 109 | 109 | #ERROR! | #ERROR!
| 6th to 10th floor | M30 |  | Cum | [5 empty] | 137 | 137 | 137 | #ERROR! | #ERROR!
C 9.1 | Girder Beams of all shapes, width and depths as shown in drg (Up stand, down stand & cantilever beam as indicated) | [12 empty] | 0
a | Ground floor | M50 |  | Cum | 192 | [5 empty] | 0 | 192 | 6857 | 1316544 | Grider beams (Beams of size 700mm and above are considered as girder beams) 0.25 x 0.75 m - 486.75m 0.25 x 0.85 m - 213.72m 0.25 x 0.95 m - 78.07m 0.25 x 1.3 m - 40.3m 0.25 x 0.8 m - 37.74m 0.25 x 0.7 m - 25.33m 0.2 x 0.75 m - 16.35m 0.2 x 0.8 m - 8.75m 0.2 x 0.825 m - 8.03m 0.2 x 0.85 m - 6.2m 0.25 x 1.1 m - 6.07m 0.25 x 0.9 m - 3.27m 0.77 x 0.75 m - 3.26m 0.2 x 0.9 m - 2.96m 0.2 x 0.95 m - 2.92m
b | First floor | M50 |  | Cum | [6 empty] | 0 | RO | 6857 | 0
0
C 10 | Lintels & Sill beams as shown in drg @ all levels | M30 |  | Cum | 3 |  |  |  |  | 7 | 7 | 10 | #ERROR! | #ERROR! | Lintel at Basement 02 & 01 0.16 x 0.15 m - 64.35m 0.1 x 0.15 m - 9m 0.2 x 0.15 m - 42.86m
0
C 11 | Chejjas / Window projections / balcony Door Projection at all levels as indicated in the dwg & at locations wherever directed by EIC. | M30 |  | Cum |  |  | 10 | 0 | 0 |  | 10 | 10 | #ERROR! | #ERROR! | Notional qty Considered in SDC
0
C 12 | NON STRUCTURAL WALLS / Parasol structure / Elevational Feature walls (of all shapes & profiles as shown in drg). (@ all levels) | M30 |  | Cum |  |  | 10 | 0 | 0 |  | 10 | 10 | #ERROR! | #ERROR! | Notional qty Considered in SDC
C 13 | Slabs of different thickness including sunken slabs, Chejjas, cantilever, balconies, ledges, sloped roof, Slab projections and for canopies at different level, etc., @ all floors
a | B1 Floor lvl | M30 |  | Cum | 1744 | 246 |  |  |  |  | 0 | 1990 | #ERROR! | #ERROR! | BF01 Area - 8697 sqm 250mm thick - 6137 sqm (Columns capital 697 sqm) 150mm thick - 2560 sqm
b | Ground Floor lvl | M50 |  | Cum | 1752 |  |  |  |  | 233 | 233 | 1985 | #ERROR! | #ERROR! | GF Area - 8685 sqm 250mm thick - 6131 sqm (Columns capital 697 sqm) 150mm thick - 1863 sqm 135mm thick - 691 sqm
c | 1st to 5th floor | M30 |  | Cum | [5 empty] | 130 | 130 | 130 | #ERROR! | #ERROR!
d | 6th floor to 10th floor | M30 |  | Cum | [5 empty] | 192 | 192 | 192 | #ERROR! | #ERROR!
0
C 14 | Same as above item C 13 but for Electrical, communication, PHE, FHC & Basement Ventilation shaft cover slabs cast @ all heights, rate to include for providing cut outs if required as per instructions of EIC. | M30 |  | Cum | 4 | [5 empty] | 0 | 4 | #ERROR! | #ERROR! | Podium level ventilation shaft cover slab - 150 thick
C 14.1 | Basement Ventilation shaft foundation & walls | M30 |  | Cum | 63 | [5 empty] | 0 | 63 | #ERROR! | #ERROR! | Item added Basement ventilation shaft foundation and walls (Slab qty considered in item C14)
0
C 15 | Nibs / Pardi walls / Upstand / Planter walls / toe wall at all levels as shown in drg. | M30 |  | Cum |  |  | 4 | 4 | 4 | 20 | 32 | 32 | #ERROR! | #ERROR! | Planters assumed near entrance lobby since the details are not available 02 no's of Length - 1500, Width - 600mm, depth - 1.5m 01 no's of Length - 2000, Width - 1200mm, depth - 1.5m
0
C 16 | Waist slab type - RC Staircase including stringer beams, beams ,landings and midlandings @ all lvl as per drg. | [12 empty] | 0 | Considered as per standard typical staircase drawing
a | B2 to B1 floor lvl | M30 |  | Cum | 12 |  |  |  |  | 6 | 6 | 18 | #ERROR! | #ERROR!
b | B1 to Ground floor lvl | M30 |  | Cum | 18 |  |  |  |  | 6 | 6 | 24 | #ERROR! | #ERROR!
c | Ground Floor lvl | M30 |  | Cum | [5 empty] | 6 | 6 | 6 | #ERROR! | #ERROR!
d | 1st to 5th floor | M30 |  | Cum | [5 empty] | 30 | 30 | 30 | #ERROR! | #ERROR!
e | 6th floor to 10th floor | M30 |  | Cum | [5 empty] | 18 | 18 | 18 | #ERROR! | #ERROR!
f | Club house entrance Steps | M30 |  | Cum | [5 empty] | 4 | 4 | 4 | #ERROR! | #ERROR! | Entrance steps - 5 nos - 6 mt length as per architectural drawing
C 17 | RAMP CONCRETE WORKS | [12 empty] | 0 | Considered as per standard ramp drawing
a | Ramp slab & Beams | M30 |  | Cum | 263 | [5 empty] | 0 | 263 | #ERROR! | #ERROR! | Basement 02 - 150mm thick - 93 sqm Basement 02 - 250mm thick - 235 sqm Basement 01 - 250mm thick - 328 sqm Ground Floor - 150mm thick - 378 sqm
b | Ramp Side walls | M30 |  | Cum | 45 | [5 empty] | 0 | 45 | #ERROR! | #ERROR! | RC Side walls - 750mm height Basement 02 - For Plum filling - 0.2 x 0.91 m - 20 m Basement 02 - For Plum filling - 0.2 x 0.91 m - 9.9 m Parapet - 0.2 x 0.75 m - 111.6 m Ground- For Plum filling - 0.2 x 2.15 m - 84.4 m
0
C 18 | UG SUMP TANK (Phase 1 & 2) | [12 empty] | 0 | Raw water, Treated water and fire tank
i | Raft/ Bottom Slab | M30 |  | Cum | 251 | [5 empty] | 0 | 251 | #ERROR! | #ERROR! | Pump room - 300mm thick Tank area - 450mm thick
ii | Walls | M30 |  | Cum | 261 | [5 empty] | 0 | 261 | #ERROR! | #ERROR! | Pump room - 300mm thick & 4.8m height Tank area - 300mm thick & 4.2m height
iii | Platform lvl slab, Top slab & Beams | M30 |  | Cum | 200 | [5 empty] | 0 | 200 | #ERROR! | #ERROR! | Top slab - 350mm thick Platform slab - 150mm thick
iv | Steps & Pump room stairs | M30 |  | Cum | 4 | [5 empty] | 0 | 4 | #ERROR! | #ERROR! | PHE & Fire pump room stairs
0
C 19 | SEWAGE TREATMENT PLANT (Phase 1 & 2) | [12 empty] | 0
i | Raft/ Bottom Slab | M30 |  | Cum | 182 | [5 empty] | 0 | 182 | #ERROR! | #ERROR! | Pump room - 300mm thick Tank area - 500mm thick
ii | Side wall / Columns | M30 |  | Cum | 396 | [5 empty] | 0 | 396 | #ERROR! | #ERROR! | Pump room - 400mm thick & 4.8m height Alround length - 400 thick & 7.0 height Internal wall - 350mm thick & 4.15m height
iii | Platform lvl slab, Top slab & Beams | M30 |  | Cum | 173 | [5 empty] | 0 | 173 | #ERROR! | #ERROR! | Top slab - 450mm thick Platform slab - 150mm thick
iv | Steps & Pump room stairs | M30 |  | Cum | 4 | [5 empty] | 0 | 4 | #ERROR! | #ERROR! | STP pump room stairs
0
C 20 | RAIN WATER SUMP | [12 empty] | 0
i | Bottom Slab | M30 |  | Cum | 45 | [5 empty] | 0 | 45 | #ERROR! | #ERROR! | Base slab - 500mm thick
ii | Walls | M30 |  | Cum | 75 | [5 empty] | 0 | 75 | #ERROR! | #ERROR! | Alround length - 300 thick & 4.3 height
iii | Top Slab | M30 |  | Cum | 20 | [5 empty] | 0 | 20 | #ERROR! | #ERROR! | Top slab - 250mm thick
0
C 20.1 | STORM WATER COLLECTION SUMP | [12 empty] | 0 | Structural not available Wall thickness considered as per MEP drawings Bottom & Top slab thickness same as rain water tank drawings Ground floor level - Capacity 125 Cum - 1 no's Basement 02 level - Capacity 20 Cum - 2 no's
i | Bottom Slab | M30 |  | Cum | 55 | [5 empty] | 0 | 55 | #ERROR! | #ERROR! | Base slab - 450mm thick For Basment sump 01 - 600mm thick (Overlaps retaining wall)
ii | Walls | M30 |  | Cum | 50 | [5 empty] | 0 | 50 | #ERROR! | #ERROR! | Alround length - 200 thick Basment sump 01 - 300mm thick for one wall wchich overlaps with retaining wall
iii | Top Slab | M30 |  | Cum | 27 | [5 empty] | 0 | 27 | #ERROR! | #ERROR! | Top slab - 250mm thick
0
C 21 | OVER HEAD TANK (Phase 1 & 2) | [12 empty] | 0 | Structural not available Wall thickness considered as per MEP drawings
a | Bottom Slab | M30 |  | Cum |  |  | 7 | 7 | 7 | 4 | 25 | 25 | #ERROR! | #ERROR! | Considered 3 nos of OHT for 3 towers
b | Walls | M30 |  | Cum |  |  | 20 | 20 | 20 | 8 | 68 | 68 | #ERROR! | #ERROR! | Clubhouse OHT details not available
c | Top Slab | M30 |  | Cum |  |  | 4 | 4 | 4 | 2 | 14 | 14 | #ERROR! | #ERROR!
0
C 22 | PLATFORM OR PEDESTAL FOR EQUIPMENT. | M30 |  | Cum | [6 empty] | 0 | RO | 7167 | 0 | DG pedestal taken in item C6
C 22.1 | For DG Room | M30 | [11 empty] | 0 | Item added for DG room RCC
a | Bottom Slab | M30 |  | Cum | 143 | [5 empty] | 0 | 143 | #ERROR! | #ERROR! | 200mm thick - 294.9 Sqm at +98.80 level 600mm thick - 138.58 Sqm (same as retaining wall foundation) outer wall starts at +95.60 level
b | Walls | M30 |  | Cum | 195 | [5 empty] | 0 | 195 | #ERROR! | #ERROR! | 300mm thick & 7.55m height - 97.73 Rmt 300mm thick & 3.05m height - 19.60 Rmt 300mm thick & 2.40m height - 19.60 Rmt
c | Top Slab | M30 |  | Cum | 57 | [5 empty] | 0 | 57 | #ERROR! | #ERROR! | 250mm thick - 209.14 Sqm at +103.40 level 150mm thick - 31.27 Sqm at +105.95 level
0
C 23 | Providing and laying in position Smart Dynamic Concrete of High flow concrete of approved grade, non segregate, free flow cementitious material, using ordinary Portland cement of grade 53 from approved manufacturer & GGBS / Puzzolona flash of approved brand, 20mm and down size coarse aggregates, necessary admixtures ( Glenium Sky 8650 or equivalent) with flow dia of upto 600 mm as approved by consultants, including all leads and lifts, pumping using line pump or boom placer, scaffolding wherever necessary, curing as directed, excluding cost of shuttering and centering etc., complete as per the specification of manufacturer & approved by Consultants Basic price of RMC SDC M30 - Rs.4040/cum M35 - Rs.4120/cum M40 - Rs.4315/cum M45 - Rs.4620/cum M50 - Rs.5000/cum | [12 empty] | 0
C 23.1 | Concrete Walls / RCC Wall / Shear Wall / columns (of all shapes & profiles as shown in drg) @ all levels. | [12 empty] | 0
| Ground Floor - M50 | M50 |  | Cum |  |  | 133 | 158 | 140 |  | 431 | 431 | #ERROR! | #ERROR! | Core walls of size 160mm, 200mm & 250mm Wall area - 141.87 Sqm - 3.0m height
| 1st floor lvl - M50 | M50 |  | Cum |  |  | 217 | 257 | 214 |  | 688 | 688 | #ERROR! | #ERROR! | Core walls of size 160mm, 200mm & 250mm First floor - Wall area - 226.59 Sqm - 3.0m height
| 2nd to 5th floor lvl - M30 | M50 |  | Cum |  |  | 934 | 1126 | 978 |  | 3038 | 3038 | #ERROR! | #ERROR! | Core walls of size 160mm, 200mm & 250mm Second & typical - Wall area - 250.39 Sqm - 3.0m height
| 6th to 10th Floor lvl - M30 | M30 |  | Cum |  |  | 1167 | 1407 | 1223 |  | 3797 | 3797 | #ERROR! | #ERROR! | Core walls of size 160mm, 200mm & 250mm Typical floors - Wall area - 250.39 Sqm - 3.0m height
| 11th to 15th Floor lvl - M30 | M30 |  | Cum |  |  | 1167 | 1407 | 1223 |  | 3797 | 3797 | #ERROR! | #ERROR! | Core walls of size 160mm, 200mm & 250mm Typical floors - Wall area - 250.39 Sqm - 3.0m height
| 16th to 20th Floor lvl - M30 | M30 |  | Cum |  |  | 984 | 1179 | 1196 |  | 3359 | 3359 | #ERROR! | #ERROR! | Core walls of size 160mm, 200mm & 250mm Typical floors - Wall area - 250.39 Sqm - 3.0m height Tower A & B - Above Terrace Considered LMR & SHR under RCC works
| 21st to Terrace Floor lvl - M30 | M30 |  | Cum |  |  |  |  | 483 |  | 483 | 483 | #ERROR! | #ERROR! | Tower C - 21st, 22nd & Above Terrace Considered LMR & SHR under RCC works
0
C 23.2 | Beams of all shapes, width and depths as shown in drg (Up stand, down stand & cantilever beam as indicated) | [12 empty] | 0 | Considered regular beams, cantiliver beams, window upstands, window down stand, balcony down stand & baclcony upstand beams
| Ground Floor - M50 | M30 |  | Cum |  |  | 5 | 6 | 5 |  | 16 | 16 | #ERROR! | #ERROR!
| 1st Floor lvl - M50 | M30 |  | Cum |  |  | 27 | 33 | 25 |  | 85 | 85 | #ERROR! | #ERROR!
| 2nd to 5th floor lvl - M30 | M30 |  | Cum |  |  | 115 | 146 | 120 |  | 381 | 381 | #ERROR! | #ERROR!
| 6th to 10th Floor lvl - M30 | M30 |  | Cum |  |  | 139 | 181 | 148 |  | 468 | 468 | #ERROR! | #ERROR!
| 11th to 15th Floor lvl - M30 | M30 |  | Cum |  |  | 139 | 181 | 148 |  | 468 | 468 | #ERROR! | #ERROR!
| 16th to 20th Floor lvl - M30 | M30 |  | Cum |  |  | 133 | 173 | 145 |  | 451 | 451 | #ERROR! | #ERROR! | Tower A & B - 16th to 19th, Terrace & Above Terrace Considered LMR & SHR under RCC works
| 21st to Terrace Floor lvl - M30 | M30 |  | Cum |  |  |  |  | 73 |  | 73 | 73 | #ERROR! | #ERROR! | Tower C - 21st, 22nd, Terrace & Above Terrace Considered LMR & SHR under RCC works
0
C 23.3 | Slabs of different thickness including sunken slabs, cantilever balconies, ledges, sloped roof, Slab projections and for canopies at different level, etc., @ all floors - M30 | [12 empty] | 0
| Ground floor lvl | M30 |  | Cum | [6 empty] | 0 | RO | #ERROR! | 0
| 1st to 5th Floor lvl | M30 |  | Cum |  |  | 406 | 529 | 458 |  | 1393 | 1393 | #ERROR! | #ERROR!
| 6th to 10th Floor lvl | M30 |  | Cum |  |  | 416 | 542 | 482 |  | 1440 | 1440 | #ERROR! | #ERROR!
| 11th to 16th Floor lvl | M30 |  | Cum |  |  | 416 | 542 | 482 |  | 1440 | 1440 | #ERROR! | #ERROR!
| 16th to 20th Floor lvl | M30 |  | Cum |  |  | 440 | 571 | 467 |  | 1478 | 1478 | #ERROR! | #ERROR! | Tower A & B - 16th to 19th, Terrace & Above Terrace Considered LMR & SHR under RCC works
| 21st to Terrace Floor lvl | M30 |  | Cum |  |  |  |  | 290 |  | 290 | 290 | #ERROR! | #ERROR! | Tower C - 21st, 22nd, Terrace & Above Terrace Considered LMR & SHR under RCC works
C 23.4 | Slabs for electrical & communication, Plumbing shafts & FHC shaft slabs at all levels. | M30 |  | Cum |  |  | 3 | 2 | 4 |  | 9 | 9 | #ERROR! | #ERROR! | Considered for shafts and ducts slab at every floor
0
C 23.5 | RC Staircase with waist slab incl.mid landings & beams @ all lvl as per drg. | [12 empty] | 0
| Ground floor lvl to 1st floor lvl | M30 |  | Cum |  |  | 6 | 6 | 6 |  | 18 | 18 | #ERROR! | #ERROR!
| 1st to 5th floor lvl | M30 |  | Cum |  |  | 30 | 30 | 30 |  | 90 | 90 | #ERROR! | #ERROR!
| 6th to 10th floor lvl | M30 |  | Cum |  |  | 30 | 30 | 30 |  | 90 | 90 | #ERROR! | #ERROR!
| 11th to 15th floor lvl | M30 |  | Cum |  |  | 30 | 30 | 30 |  | 90 | 90 | #ERROR! | #ERROR!
| 16th to 20th floor lvl | M30 |  | Cum |  |  | 24 | 24 | 30 |  | 78 | 78 | #ERROR! | #ERROR!
| 21st to Terrace floor lvl | M30 |  | Cum |  |  | 0 | 0 | 18 |  | 18 | 18 | #ERROR! | #ERROR!
C 23.6 | Lintels, sill beams at all levels as shown in drg & at locations wherever directed by EIC. | M30 |  | Cum |  |  | 25 | 0 | 0 |  | 25 | 25 | #ERROR! | #ERROR! | Notional qty Down stand beam considered for all openings
C 23.7 | Chejjas / Window projections / balcony Door Projection at all levels as indicated in the dwg & at locations wherever directed by EIC. | M30 |  | Cum |  |  | 9 | 13 | 7 |  | 29 | 29 | #ERROR! | #ERROR!
0
C 23.8 | NON STRUCTURAL WALLS / Elevational fin walls (of all shapes & profiles as shown in drg). (@ all levels) | M30 |  | Cum |  |  | 10 | 0 | 0 |  | 10 | 10 | #ERROR! | #ERROR! | As per BEL instruction, Non structural wall of Kitchen & utility area considered in RC walls Front elevation features wall are considered in this line item
0
C 24 | Nibs / Pardi walls / Upstand / Planter walls / toe wall at all levels as shown in drg. | M30 |  | Cum |  |  | 72 | 75 | 83 |  | 230 | 230 | #ERROR! | #ERROR! | Considered alround RC nibs/bands
0
C 25 | RC Parapet wall as shown in drg. | [12 empty] | 0
a | Parapet @ Terrace lvl & above terrace | M30 |  | Cum |  |  | 63 | 62 | 56 |  | 181 | 181 | #ERROR! | #ERROR! | Parapet Wall at Terrace level (160mmthick as per architecture drawing) Tower A - 1200mm height - 327 Rmt lenght Tower B - 1200mm height - 321 Rmt lenght Tower C - 1200mm height - 292 Rmt lenght
b | Parapet @ Ground floor | M30 |  | Cum | [6 empty] | 0 | RO | #ERROR! | 0
0
C 26 | RCC elevation features @ terrace level - For Towers |  |  | Cum |  |  | 267 | 251 | 212 |  | 730 | 730 | #ERROR! | #ERROR! | Structural drawing and above terrace drawing not available. Quantities taken as per architectural drawings and sections
0
C 27 | Providing and laying of light weight material fill of Multilite (or) Equivalent on structural slab using light weight aggregates having higher compressive strength and highest fire resistance with thermal / acoustic insulation properties, anti-corrosion, anti-condensation, etc. of Multilite in mix proportion of 1:10:3.5 (1cement : 10 Multilite : 3.5water) in the suggested proportion to get the desired density, mixing, transportation, placing, compacting and finishing to the required level with necessary side supports, equipment, rate to include for a coat of latex SBR of CERACHEM to fill up the porosity of finished surface etc. complete as per directions of EIC. Density : 700-780kg/ cum Location : Podium slab & at locations wherever directed by EIC |  |  | Cum | 50 | [5 empty] | 0 | 50 | 8841 | 442050 | Considered - Screed concrete for sunken portion up to 150mm. Notional qty considered
C 28 | ALTERNATE ITEM TO ABOVE LI C27 : Providing & laying well burnt crushed cinder or equivalent of required thickness for filling sunken portions on structural slab & other locations wherever specified, using higher compressive strength and highest fire resistance with thermal/acoustic insulation properties, anti-corrosion, anti-condensation etc., of mix proportion of 1:15 (1 Cement : 15 Cinder) in suggested proportion to get desired density, mixing, transportation, placing, compacting and laying to required level with necessary side supports, equipment's etc., complete as per directions of EIC. Cinder density : 900-950 Kg/Cum Location : At locations wherever directed by EIC |  |  | Cum | [6 empty] | 0 | RO | 695 | 0 | Considered - Screed concrete for sunken portion up to 150mm
C 29 | Providing and laying self sealing / water swelling bars of Master flex 610 BASF or equivalent at all construction joints of retaining walls and water retaining structures and wherever specified with proper overlaps at joints of approved makes as per manufacturer's specification. Master flex 20 x 10 mm (or) Equivalent make Location : For RW, STP, UG sump and other water collection sumps in Basement & at locations wherever directed by EIC |  |  | Rmt | 2811 | 319 |  |  |  |  | 0 | 3130 | #ERROR! | #ERROR! | Project head to confirm on below mentioned consideration Horizontal - 2.4m center to center Vertical - 20.0m center to center Retaining wall - 3418.25m Rain water Tank - 246.34m UG Sump - 848m STP Tank - 947m Storm Water Tank - 179.30m
0
C 30 | Providing and fixing R.C.C. Precast slab for following thickness using M 20 including lead, lift and setting in CM 1 : 3 as per the detailed drawing / as directed by EIC. (Rein. steel, edge angles& relevant item of work will be measured & paid separately will be measured and paid for separately). (Duct covers @ terrace level) | [12 empty] | 0
i | 75 mm |  |  | sqm | [6 empty] | 0 | RO |  | 0
ii | 100 mm |  |  | sqm |  |  | 54 | 50 | 41 |  | 145 | 145 | #ERROR! | #ERROR! | Terrace duct covers
iii | 150 mm |  |  | sqm | [6 empty] | 0 | RO |  | 0
iv | 200 mm |  |  | sqm | [6 empty] | 0 | RO |  | 0
0
C 31 | Providing and fixing reinforcement steel for non-structural members with polyester resin anchor grout, "lock fix" by M/s FOSROC Chemical (P) Ltd, or equivalent for following dia including drilling hole in concrete member, cleaning, filling up grout and fixing the rod at all levels as per manufacturer's specification, as directed by EIC for Concrete Anchors. Depth of Anchorage in concrete is max up to 150 mm length. | [12 empty] | 0
i | 8 mm dia |  |  | Nos | 10 | [5 empty] | 0 | 10 | #ERROR! | #ERROR! | Considered notional quantity. Project head to confirm on the same.
ii | 10 mm dia |  |  | Nos | 10 | [5 empty] | 0 | 10 | #ERROR! | #ERROR!
iii | 12 mm dia |  |  | Nos | 10 | [5 empty] | 0 | 10 | #ERROR! | #ERROR!
iv | 16 mm dia |  |  | Nos | 10 | [5 empty] | 0 | 10 | #ERROR! | #ERROR!
C 32 | Providing and fixing reinforcement steel for structural members with anchor grout "epoxy mortar - RE 500 V3" by M/s Hilti, or equivalent for following dia including drilling hole in concrete member, cleaning, filling up grout and fixing the rod at all levels as per manufacturer's specification, as directed by EIC / structural engineer for Concrete Anchors. Depth of Anchorage shall be as per manufacturer's specification. | [12 empty] | 0
i | 8 mm dia |  |  | Nos | 10 | [5 empty] | 0 | 10 | #ERROR! | #ERROR! | Considered notional quantity. Project head to confirm on the same.
ii | 10 mm dia |  |  | Nos | 10 | [5 empty] | 0 | 10 | #ERROR! | #ERROR!
iii | 12 mm dia |  |  | Nos | 10 | [5 empty] | 0 | 10 | #ERROR! | #ERROR!
iv | 16 mm dia |  |  | Nos | 10 | [5 empty] | 0 | 10 | #ERROR! | #ERROR!
v | 20 mm dia |  |  | Nos | 10 | [5 empty] | 0 | 10 | #ERROR! | #ERROR!
vi | 25 mm dia |  |  | Nos | 10 | [5 empty] | 0 | 10 | #ERROR! | #ERROR!
0
C 33 | Providing and fixing in position 25mm thick PVC rungs of size 170 mm wide x 260 mm length reinforced with 10mm steel rod for footsteps in UG sump tank, STP and other water collection sumps in Basement & OHT including placing while erecting formwork, aligning during concreting, grouting the junction if required, cleaning etc., as directed. The rate to include making openings in formwork and sealing after fixing the rings etc., complete as per directions of EIC. |  |  | Nos | 159 |  | 42 | 42 | 42 | 14 | 140 | 299 | #ERROR! | #ERROR! | Rain water Tank - 36 nos UG Sump Tank - 63 nos Storm Water Tank - 60 nos OHT - 126 nos (All 3 towers including) Club house OHT - 14 nos STP - Not shown in dwg
0
C 34 | Providing & making SAUCER drain in concrete of following size to the required slope & Gradient as per EIC instruction. Note : Integrally finished along with basement concrete flooring. | [12 empty] | 0
a | Size - 300 x 150 mm depth - Location :Pump room drain |  |  | Rmt | 73 | [5 empty] | 0 | 73 | #ERROR! | #ERROR! | STP - C shape - 33.7 m PHE - L shape - 17.5 m Fire - L shape - 21.37 m
b | Size - 300 x 150 mm depth - Location : DWC HDPE |  |  | Rmt | 0 | [5 empty] | 0 | RO | #ERROR! | 0 | As per drawing - 574.21 m As per mail confirmation (dated 14/5/2025) from BEL MEP engineer. Removed saucer drains.
c | Size 200 x 150 mm depth |  |  | Rmt | [6 empty] | 0 | RO |  | 0
SITE MIX CONCRETE
C 35 | Providing and laying in position Site mixed reinforced cement concrete for following grades of concrete at all levels and heights for any type of RCC member, using ordinary Portland cement of grade 53 from approved manufacturer, M-sand, 20 mm and down size coarse aggregates, necessary admixtures approved by consultants (Conplast SP 430 SRV from Fosroc or Equivalent) including all lead and lift, vibrating, scaffolding wherever necessary, curing, preparing & testing of cubes, wastages and hacking the exposed surfaces wherever directed etc., complete as specified but excluding cost of shuttering, centering and reinforcement.
Manufactured sand (M-sand) confirming to approved gradation, admixture of approved make (FOSROC or equivalent) and dosage as per manufacturer specification to be used.
(For carrying out small volumes of concrete only)
a | M 20 |  |  | Cum | 25 | [5 empty] | 0 | 25 | #ERROR! | #ERROR! | Considered notional quantity as per BEL instruction
b | M 25 |  |  | Cum | 25 | [5 empty] | 0 | 25 | #ERROR! | #ERROR! | Considered notional quantity as per BEL instruction
| SUB TOTAL - REINFORCEMENT CEMENT CONCRETE WORKS (SMC & RMC) | [12 empty] | 2053594
D 1 | REINFORCEMENT STEEL WORKS
Basic price of Rein.steel is Rs.45,382/MT
| Supplying, receiving, shifting, stacking of reinforcement steel for all R.C.C. works including, de-coiling, cutting, straightening, bending and placing in position at all levels & double strand binding with approved gauge (18 swg) annealed binding wire. The rate shall include cost of binding wire, spacers, PVC Cover Blocks , only authorized overlaps shall be measured and paid . Rate to include for lead, lift, placing at all levels and as directed by EIC. NOTE: Unless otherwise noted, measurements shall be in accordance with IS 1200-Part 8, subject to following: Reinforcement steel shall be measured only in lengths of bars as actually placed in position on standard weight basis. 1)Rolling margin shall be considered for the purpose of steel reconciliation. 2)Support Chairs provided for slabs/drop panels/footings/rafts equal to /more than 250 mm thick , shall be considered for reconciliation only. 3)Chairs in slabs/drop panels/footings/rafts less than 250 mm depth shall be neither be considered for payment nor reconciliation. 4) Pins/ spacer bars shall not be measured or paid, nor shall be considered for reconciliation. Quoted rate shall be deemed to have considered all above stipulations. | [13 empty] | Qty considered as per Structural consultant BOQ. Qty may vary upon Mr.Murali HS review & comments.
D 1.1 | High yield strength deformed bars conforming to Yst 550 N/ mm2 |  |  | MT | 1760 | 55 | 920 | 1025 | 940 | 155 | 3040 | 4855 | #ERROR! | #ERROR! | 5.4004
D 1.2 | Providing and fixing Mechanical Splicing to reinforcement bars using type-2 cold forged parallel threaded sleeve type coupler of approved make of specified dia and grade using high yield strength standard couplers of specially produced steel to join ribbed bearing bars machine cut end to end. Cost to include necessary supply of threaded couplers of various diameters, including reducer couplers wherever required, transportation, coupling at site by mechanical means, threading of reinforcement bars at ends, erection at site, testing of random samples, testing at site, protection of threaded ends using PVC covers, etc., complete. Cost to include necessary testing of joints at site using ultrasonic methods as required by Consultants at intervals. Note: Yield strength of couplers should be equal to or higher than yield strength of rebar. | [12 empty] | 0
| Y 32 |  |  | Nos | 500 | 100 |  |  |  |  | 0 | 600 | #ERROR! | #ERROR! | Considered notional quantity. Project head to confirm on the same.
| Y 28 |  |  | Nos | 500 | 100 |  |  |  |  | 0 | 600 | 210 | 126000
| Y 25 |  |  | Nos | 500 | 100 |  |  |  |  | 0 | 600 | #ERROR! | #ERROR!
| Y 20 |  |  | Nos | 500 | 100 |  |  |  |  | 0 | 600 | #ERROR! | #ERROR!
| Y 16 |  |  | Nos | 500 | 100 |  |  |  |  | 0 | 600 | #ERROR! | #ERROR!
| SUB TOTAL - REINFORCEMENT STEEL WORKS | [12 empty] | 126000
E | SHUTTERING WORKS
CONVENTIONAL TYPE SHUTTERING
Providing, fabricating and erecting form work at all levels and places and profiles wherever needed/ specified as per drawing including deshuttering, with 12 mm Plastic coated, marine resistant waterproof ply for all vertical & horizontal surfaces with sufficient bracing as approved by EIC. Cost to include designing of proper form work and staging & scaffolding system to suit the requirements, Submission of design calculations and shop drawings for approval, sealing the joints with heavy duty brown self adhesive tape, aligning to line and levels including M.S. Ties, PVC Spacer, Providing openings/ cut-outs/ pockets up to 0.50 sqm of area in plan/ elevation, provision for dowels wherever specified, applying deshuttering chemical, Deshuttering as approved by the consultant etc., complete at all levels, double/ triple heights and profiles.
Contractors shall submit drawings showing the scheme of formwork (shuttering) for all items of work detailed as under.
1) Minimum of 12 mm thick plywood shuttering of suitable density and confirming to IS 4990:2011 shall be considered for all vertical & horizontal surfaces.
2) Contractors shall submit drawings showing the scheme of form work (shuttering) for beams and slabs, areas which project out at various levels as indicated in drgs and this shall be obligatory.
3) Formwork designed with proposed materials (to be approved prior to making) shall be able to retain its shape, line, dimension, level within the allowable limits of variations. Props shall be only steel props.
4) Formwork shall be designed for rigidity, durability, strength, water tightness, easy removal etc.,
5) Necessary arrangement shall be envisaged to provide camber in beams or slabs as per design.
6) Formwork for construction joints shall be submitted for approval.
7) Rate to include for providing formwork for construction joints / pour strips and nothing extra will be paid in this regard.
8) Backproping sequence shall be as per relevant IS code & as approved by EIC.
9) Shuttering & deshuttering sequence shall be 100% ,80% & 40% from the slab to be cast respectively & also to conform to relevant IS code.
10) Bolt holes in the formwork if any , to be properly made good and plugged by suitable means to avoid leakage of slurry.
11) Rate to include for sleeves / cutout for pressurization shafts / ducts
12) Rate to include for elevation bands /Cornice / fins as shown in the drg.
E 1 | Tower raft / Lift core raft / shear blocks of all shapes & profile as shown in drg |  |  | Sqm | 537 | 0 |  |  |  |  | 0 | 537 | #ERROR! | #ERROR! | Considered lifts core/staricase core walls rafts Towers 1800mm depth - 3 no's - 210.57 Rmt 1500mm depth - 3 no's - 88.42 Rmt 1050mm depth - 1 no's - 23.88 Rmt
E 2 | Isolated / Combined Footing of all shapes & profile as shown in drg |  |  | Sqm | 2751 | 190 |  |  |  |  | 0 | 2941 | #ERROR! | #ERROR! | For isolated / Combined footings Towers 600mm - depth 4 no's - 32 Rmt 750mm - depth 92 no's - 796 Rmt 900mm - depth 113 no's - 1254 Rmt 1050mm - depth 16 no's - 199 Rmt 1200mm - depth 26 no's - 468 Rmt 1400mm - depth 1 no's - 25 Rmt 1500mm - depth 3 no's - 134 Rmt
E 3 | Retaining Wall Raft of all profile as shown in drg |  |  | Sqm | 524 | 112 |  |  |  |  | 0 | 636 | #ERROR! | #ERROR! | 600mm thick raft considered as per RFI instruction Club house - 132.05 Sqm Tower Area - 647.18 Sqm
E 4 | Retaining walls of all profile as shown in drg |  |  | Sqm | 5958 | 1468 |  |  |  |  | 0 | 7426 | #ERROR! | #ERROR! | 300mm thick wall considered as per RFI instruction Club house - 92.56 Rmt Tower Area - 488.15 Rmt
E 5 | Pedestal for DG |  |  | Sqm | 22 | [5 empty] | 0 | 22 | #ERROR! | #ERROR! | As per RFI confirmation Pedesal 6.75mx2.25mx300mm - 4 no's
E 6 | Columns / Shear walls (of all shapes & profiles as shown in drawing). (@ all levels) | [12 empty] | 0
| Tower Area | [12 empty] | 0
a | Foundation to B2 Floor lvl |  |  | Sqm | 1032 | 153 |  |  |  |  | 0 | 1185 | #ERROR! | #ERROR! | 32 no's of columns,0.275 m height 32 no's of columns,0.575 m height 4 no's of columns,0.675 m height 54 no's of columns,0.875 m height 19 no's of columns,1.025 m height 114 no's of columns,1.175 m height
b | B2 to B1 floor lvl |  |  | Sqm | 4302 | 467 |  |  |  |  | 0 | 4769 | #ERROR! | #ERROR! | 255 no's of columns,3.3 m height
c | B1 to Ground floor lvl |  |  | Sqm | 5590 | 297 |  |  |  |  | 0 | 5887 | #ERROR! | #ERROR! | 184 no's of columns,4.5 m height 71 no's of columns,3.8 m height
d | Ground floor lvl to 1st floor |  |  | Sqm |  |  | 194 | 393 | 381 | 461 | 1429 | 1429 | #ERROR! | #ERROR! | Line Item contains: Parking area columns and shear walls at the ground floor. Note: The Project Head must review and confirm whether the quantity should remain under this line item or be reallocated under Aluminium Formwork.
e | 1st to 5th floor |  |  | Sqm |  |  | 48 | 97 | 74 | 2165 | 2384 | 2384 | #ERROR! | #ERROR! | As per BEL instructions - Club house sloped wall considered as RC walls. However, Architectute shows it as block work. Project head to confirm if block work is required
f | 6th to 10th floor | [8 empty] | 1557 | 1557 | 1557 | #ERROR! | #ERROR! | As per BEL instructions - Club house sloped wall considered as RC walls. However, Architectute shows it as block work. Project head to confirm if block work is required
| Non Tower Area | [12 empty] | 0
a | Foundation to B2 Floor lvl |  |  | Sqm | 249 | [5 empty] | 0 | 249 | #ERROR! | #ERROR! | 2 no's of columns,1.025 m height 5 no's of columns,0.425 m height 2 no's of columns,0.775 m height 90 no's of columns,1.325 m height
b | B2 to B1 floor lvl |  |  | Sqm | 574 | [5 empty] | 0 | 574 | #ERROR! | #ERROR! | 108 no's of columns,3.3 m height
c | B1 to Ground floor lvl |  |  | Sqm | 680 | [5 empty] | 0 | 680 | #ERROR! | #ERROR! | 108 no's of columns,3.8 m height
0
E 7 | Column Capital of different thickness @ different level, etc., In all floors as per drg. | [12 empty] | 0
a | B2 Floor |  |  | Sqm | 208 | 0 |  |  |  |  | 0 | 208 | #ERROR! | #ERROR! | 698.68 Sqm - 450mm depth Sides - 1040 Rmt & 200mm height
b | B1 floor |  |  | Sqm | 208 | 0 |  |  |  |  | 0 | 208 | #ERROR! | #ERROR! | 698.68 Sqm - 450mm depth Sides - 1040 Rmt & 200mm height
0
E 8 | Beams of all shapes, width and depths (Upstand, down stand & cantilever beam , Girder Beams of all profiles as shown in drg). @ all floors | [12 empty] | 0
a | B1 Floor lvl |  |  | Sqm | 1675 | [5 empty] | 0 | 1675 | #ERROR! | #ERROR! | Basement 01 0.25 x 0.6 m - 1311.59m 0.45 x 0.6 m - 84.67m 0.2 x 0.6 m - 77.38m 0.4 x 0.6 m - 18.79m 0.25 x 0.85 m - 5.45m 0.3 x 0.6 m - 4.2m 0.25 x 1.3 m - 4.07m 0.2 x 0.825 m - 3.6m 0.2 x 0.45 m - 3.2m 0.2 x 0.75 m - 3.07m 0.25 x 0.95 m - 2.2m
b | Ground floor |  |  | Sqm | 954 |  |  |  |  | 171 | 171 | 1125 | #ERROR! | #ERROR! | Ground floor 0.25 x 0.6 m - 643.49m 0.45 x 0.6 m - 79.65m 0.2 x 0.6 m - 56.8m 0.4 x 0.6 m - 18.78m 0.25 x 0.5 m - 12.39m 0.135 x 0.285 m - 8.42m 0.15 x 0.285 m - 4.34m 0.3 x 0.6 m - 4.2m 0.13 x 0.285 m - 2.79m 0.15 x 0.3 m - 2.54m
| 1st to 5th floor | [8 empty] | 666 | 666 | 666 | #ERROR! | #ERROR!
| 6th to 10th floor | [8 empty] | 701 | 701 | 701 | #ERROR! | #ERROR!
0
E 8.1 | Girder Beams of all shapes, width and depths as shown in drg (Up stand, down stand & cantilever beam as indicated) | [12 empty] | 0
a | Ground floor |  |  | Sqm | 441 | [5 empty] | 0 | 441 | #ERROR! | #ERROR! | Grider beams (Beams of size 700mm and above are considered as girder beams) 0.25 x 0.75 m - 486.75m 0.25 x 0.85 m - 213.72m 0.25 x 0.95 m - 78.07m 0.25 x 1.3 m - 40.3m 0.25 x 0.8 m - 37.74m 0.25 x 0.7 m - 25.33m 0.2 x 0.75 m - 16.35m 0.2 x 0.8 m - 8.75m 0.2 x 0.825 m - 8.03m 0.2 x 0.85 m - 6.2m 0.25 x 1.1 m - 6.07m 0.25 x 0.9 m - 3.27m 0.77 x 0.75 m - 3.26m 0.2 x 0.9 m - 2.96m 0.2 x 0.95 m - 2.92m
b | First floor |  |  | Sqm |  |  | 231 | 280 | 238 |  | 749 | 749 | #ERROR! | #ERROR!
b | Second floor |  |  | Sqm |  |  | 71 | 93 | 113 |  | 277 | 277 | #ERROR! | #ERROR!
0
E 9 | Lintels & Sill beams @ all levels as shown in drg |  |  | Sqm | 49 |  |  |  |  | 101 | 101 | 150 | #ERROR! | #ERROR! | Lintel at all levels 0.16 x 0.15 m - 64.35m 0.1 x 0.15 m - 9m 0.2 x 0.15 m - 42.86m
0
E 10 | Chejjas / Window projections / balcony Door Projection at all levels as indicated in the dwg & at locations wherever directed by EIC. |  |  | Sqm | [6 empty] | 0 | RO | #ERROR! | 0
0
E 11 | NON STRUCTURAL WALLS / Parasol structure / Elevational Feature walls (of all shapes & profiles as shown in drg). (@ all levels) |  |  | Sqm | [6 empty] | 0 | RO | #ERROR! | 0
0
E 12 | Slabs of different thickness including sunken slabs, cantilever balconies, ledges, sloped roof, slab projections and for canopies at different level, etc., In all floors | [12 empty] | 0
a | B1 Floor lvl |  |  | Sqm | 8698 | 984 |  |  |  |  | 0 | 9682 | #ERROR! | #ERROR! | BF01 Area - 8697 sqm 250mm thick - 6137 sqm (Columns capital 697 sqm) 150mm thick - 2560 sqm
b | Ground floor |  |  | Sqm | 8822 | 0 |  |  |  | 984 | 984 | 9806 | #ERROR! | #ERROR! | GF Area - 8685 sqm 250mm thick - 6131 sqm (Columns capital 697 sqm) 150mm thick - 1863 sqm 135mm thick - 691 sqm
c | 1st to 5th floor |  |  | Sqm | [5 empty] | 583 | 583 | 583 | #ERROR! | #ERROR!
d | 6th to 10th floor |  |  | Sqm | [5 empty] | 865 | 865 | 865 | #ERROR! | #ERROR!
0
E 13 | Same as above item E 12 but for Electrical, communication, PHE, FHC & Basement Ventilation shaft cover slabs cast @ all heights, rate to include for providing cut outs if required as per instructions of EIC. |  |  | Sqm | 21 | [5 empty] | 0 | 21 | #ERROR! | #ERROR! | Podium level ventilation shaft cover slab - 150 thick
E 13.1 | Basement Ventilation shaft foundation & walls |  |  | Sqm | 808 | [5 empty] | 0 | 808 | #ERROR! | #ERROR! | Basement ventilation shaft foundation and walls
0
E 14 | Nibs / Pardi walls / Upstand / Planter walls / toe wall at all levels as shown in drg. |  |  | Sqm |  |  | 64 | 64 | 64 |  | 192 | 192 | #ERROR! | #ERROR! | Planters assumed near entrance lobby since the details are not available 02 no's of 1500x600mm - 1.5m depth 01 no's of 2000x1200mm - 1.5m depth
0
E 15 | Waist slab type - RC Staircase including stringer beams, beams ,landings and midlandings @ all lvl as per drg. | [12 empty] | 0 | Considered as per standard typical staircase drawing
a | B2 to B1 floor lvl |  |  | Sqm | 96 |  |  |  |  | 48 | 48 | 144 | #ERROR! | #ERROR! | Fires stairs not considered for basements as per architectural drawings
b | B1 to Ground floor lvl |  |  | Sqm | 143 |  |  |  |  | 45 | 45 | 188 | #ERROR! | #ERROR! | Fires stairs not considered for basements as per architectural drawings
c | Grounf floor to 1st floor lvl |  |  | Sqm | [5 empty] | 47 | 47 | 47 | #ERROR! | #ERROR!
d | 1st to 5th floor lvl |  |  | Sqm | [5 empty] | 235 | 235 | 235 | #ERROR! | #ERROR!
e | 6th to 10th floor lvl |  |  | Sqm | [5 empty] | 141 | 141 | 141 | #ERROR! | #ERROR!
0
E 16 | RAMP CONCRETE WORKS | [12 empty] | 0
a | Ramp slab & Beams |  |  | Sqm | 1173 | [5 empty] | 0 | 1173 | #ERROR! | #ERROR! | Basement 02 - 150mm thick - 93 sqm Basement 02 - 250mm thick - 235 sqm Basement 01 - 250mm thick - 328 sqm Ground Floor - 150mm thick - 378 sqm
b | Ramp Side walls |  |  | Sqm | 590 | [5 empty] | 0 | 590 | #ERROR! | #ERROR! | RC Side walls - 750mm height Basement 02 - For Plum filling - 0.2 x 0.91 m - 20 m Basement 02 - For Plum filling - 0.2 x 0.91 m - 9.9 m Parapet - 0.2 x 0.75 m - 111.6 m Ground- For Plum filling - 0.2 x 2.15 m - 84.4 m
0
E 17 | UG SUMP TANK (Phase 1 & 2) | [12 empty] | 0 | Raw water, Treated water and fire tank
a | In Raft/ Bottom Slab |  |  | Sqm | 61 | [5 empty] | 0 | 61 | #ERROR! | #ERROR! | Pump room - 300mm thick Tank area - 450mm thick
b | In Walls |  |  | Sqm | 1549 | [5 empty] | 0 | 1549 | #ERROR! | #ERROR! | Pump room - 300mm thick & 4.8m height Tank area - 300mm thick & 4.2m height
c | Platform lvl slab , Top slab & Beams |  |  | Sqm | 586 | [5 empty] | 0 | 586 | #ERROR! | #ERROR! | Top slab - 350mm thick Platform slab - 150mm thick
d | Steps & pump room stairs |  |  | Sqm | 25 | [5 empty] | 0 | 25 | #ERROR! | #ERROR! | PHE & Fire pump room stairs
0
E 18 | SEWAGE TREATMENT PLANT (Phase 1 & 2) | [12 empty] | 0
a | Raft/ Bottom Slab |  |  | Sqm | 53 | [5 empty] | 0 | 53 | #ERROR! | #ERROR! | Pump room - 300mm thick Tank area - 500mm thick
b | Side wall / Columns |  |  | Sqm | 2021 | [5 empty] | 0 | 2021 | #ERROR! | #ERROR! | Pump room - 400mm thick & 4.8m height Alround length - 400 thick & 7.0 height Internal wall - 350mm thick & 4.15m height
c | Platform lvl slab , Top slab & Beams |  |  | Sqm | 555 | [5 empty] | 0 | 555 | #ERROR! | #ERROR! | Top slab - 450mm thick Platform slab - 150mm thick
d | Steps & pump room stairs |  |  | Sqm | 25 | [5 empty] | 0 | 25 | #ERROR! | #ERROR! | STP pump room stairs
0
E 19 | RAIN WATER SUMP | [12 empty] | 0
a | Bottom Slab |  |  | Sqm | 39 | [5 empty] | 0 | 39 | #ERROR! | #ERROR! | Base slab - 500mm thick
b | Walls |  |  | Sqm | 467 | [5 empty] | 0 | 467 | #ERROR! | #ERROR! | Alround length - 300 thick & 4.3 height
c | Top Slab |  |  | Sqm | 83 | [5 empty] | 0 | 83 | #ERROR! | #ERROR! | Top slab - 250mm thick
0
E 19.1 | STORM WATER SUMP | [12 empty] | 0 | Structural drawing not available Wall thickness considered as per MEP drawings Bottom & Top slab thickness same as rain water tank drawings Ground floor level - Capacity 125 Cum - 1 no's Basement 02 level - Capacity 20 Cum - 2 no's
a | Bottom Slab |  |  | Sqm | 38 | [5 empty] | 0 | 38 | #ERROR! | #ERROR! | Base slab - 450mm thick For Basment sump 01 - 600mm thick (Overlaps retaining wall)
b | Walls |  |  | Sqm | 475 | [5 empty] | 0 | 475 | #ERROR! | #ERROR! | Alround length - 200 thick Basment sump 01 - 300mm thick for one wall wchich overlaps with retaining wall
c | Top Slab |  |  | Sqm | 121 | [5 empty] | 0 | 121 | #ERROR! | #ERROR! | Top slab - 250mm thick
0
E 20 | OHT (Phase 1 & 2) | [12 empty] | 0 | Structural drawing not available Wall thickness considered as per MEP drawings Bottom & Top slab thickness same as rain water tank drawings Considered 3 no's for 3 Towers
a | Bottom Slab |  |  | Sqm |  |  | 34 | 34 | 34 | 17 | 119 | 119 | #ERROR! | #ERROR!
b | Walls |  |  | Sqm |  |  | 188 | 188 | 188 | 72 | 636 | 636 | #ERROR! | #ERROR!
c | Top Slab |  |  | Sqm |  |  | 30 | 30 | 30 | 15 | 105 | 105 | #ERROR! | #ERROR!
E 20.1 | PLATFORM OR PEDESTAL FOR EQUIPMENT. |  |  | Sqm | [6 empty] | 0 | RO | 732 | 0 | Considered in item E5
E 20.2 | For DG Room |  |  | Sqm | [6 empty] | 0 | RO |  | 0
a | Bottom Slab |  |  | Sqm | 129 | [5 empty] | 0 | 129 | #ERROR! | #ERROR! | 200mm thick - 294.9 Sqm at +98.80 level 600mm thick - 138.58 Sqm (same as retaining wall foundation) outer wall starts at +95.60 level
b | Walls |  |  | Sqm | 1305 | [5 empty] | 0 | 1305 | #ERROR! | #ERROR! | 300mm thick & 7.55m height - 97.73 Rmt 300mm thick & 3.05m height - 19.60 Rmt 300mm thick & 2.40m height - 19.60 Rmt
c | Top Slab |  |  | Sqm | 241 | [5 empty] | 0 | 241 | #ERROR! | #ERROR! | 250mm thick - 209.14 Sqm at +103.40 level 150mm thick - 31.27 Sqm at +105.95 level
SHUTTERING WITH ALUMINIUM FORM WORK
E 21 | Note : Aluminium shuttering will be provided by EMPLOYER as FREE ISSUE MATERIAL including all accessories like wedges, pins, etc. issued during the commencement of work. The vendor has to INCLUDE for coordination with Aluminium shuttering manufacturer/ supplier with regard to design, planning schedule of Procurement, preparation & checking of shop drawing to suit the GFC (shuttering layout as per GA) drawing given by consultant & ensure seamless transition in procurement of shuttering. After completion, handing over of shuttering material in good condition as per instruction of EIC. Modification if required at urban window locations OR any project specific requirement to be considered in the rate quoted.
Aluminium System Shuttering - RECEIVING & Erecting Aluminium System Form Work (Mivan Shuttering / equivalent) at all levels and places wherever needed / specified including striking / deshuttering, cleaning, hole plugging with approved non - shrink grout, grinding/ buffing the surface to receive painting directly, transporting and storing at all heights. The rate to include for all shuttering including Columns, Walls, Core Walls, Curved Walls, Beams, Slabs, Curved Slabs & Beams, Sunshades, Fins, Facia, Parapet, Beam Sides, Beam Bottoms, Drop Head Sides, Gutter, Suspended Slab & Beam, Staircases, Landing, Elevation grooves of required size, supply & applying of approved shuttering oil on forms, rubber mallet for tamping on the shuttering etc., as shown in the drawings and as directed by engineer - in - charge. Note: Rate quoted should include for replenishing of accessories like wedges, pins, etc., due to breakages, theft or misplaced.
NOTE : Rate to include for providing openings/ cut-outs/ pockets up to 0.50 sqm of area in plan/ elevation, applying deshuttering agent, Deshuttering etc., complete at all levels.
Rate to include for sleeves / cutout for pressurization shafts / ducts
Rate to include for elevation bands as shown in the drg.
E 21.1 | Concrete Walls / RCC Wall / Shear Wall / columns (of all shapes & profiles as shown in drg) @ all levels.
| Ground Floor |  |  | Sqm |  |  | 1497 | 1810 | 1540 |  | 4847 | 4847 | #ERROR! | #ERROR!
| 1st to 5th Floor lvl |  |  | Sqm |  |  | 13338 | 16294 | 13839 |  | 43471 | 43471 | #ERROR! | #ERROR!
| 6th to 10th Floor lvl |  |  | Sqm |  |  | 13565 | 16589 | 14209 |  | 44363 | 44363 | #ERROR! | #ERROR!
| 11th to 15th Floor lvl |  |  | Sqm |  |  | 13565 | 16589 | 14209 |  | 44363 | 44363 | #ERROR! | #ERROR!
| 16th to 20th Floor lvl |  |  | Sqm |  |  | 11278 | 13794 | 13903 |  | 38975 | 38975 | #ERROR! | #ERROR! | Tower A & B - Above Terrace Considered LMR & SHR under RCC works
| 21st to Terrace Floor lvl |  |  | Sqm |  |  |  |  | 5524 |  | 5524 | 5524 | #ERROR! | #ERROR! | Tower C - 21, 22nd & Terrace Considered LMR & SHR under RCC works
0
E 21.2 | Beams of all shapes, width and depths as shown in drg (Up stand, down stand & cantilever beam as indicated) | [12 empty] | 0
| Ground Floor |  |  | Sqm |  |  | 26 | 25 | 22 |  | 73 | 73 | #ERROR! | #ERROR!
| 1st to 5th Floor lvl |  |  | Sqm |  |  | 781 | 904 | 756 |  | 2441 | 2441 | #ERROR! | #ERROR!
| 6th to 10th Floor lvl |  |  | Sqm |  |  | 767 | 909 | 762 |  | 2438 | 2438 | #ERROR! | #ERROR!
| 11th to 15th Floor lvl |  |  | Sqm |  |  | 767 | 909 | 762 |  | 2438 | 2438 | #ERROR! | #ERROR!
| 16th to 20th Floor lvl |  |  | Sqm |  |  | 650 | 781 | 741 |  | 2172 | 2172 | #ERROR! | #ERROR! | Tower A & B - Terrace & Above Terrace Considered LMR & SHR under RCC works
| 21st Floor lvl |  |  | Sqm |  |  |  |  | 306 |  | 306 | 306 | #ERROR! | #ERROR! | Tower C - 21, 22nd Terrace &Above Terrace Considered LMR & SHR under RCC works
0
E 21.3 | Slabs of different thickness including sunken slabs, cantilever balconies, ledges, sloped roof, Slab projections and for canopies at different level, etc., @ all floors | [12 empty] | 0
| Ground Floor |  |  | Sqm | [6 empty] | 0 | RO | #ERROR! | 0
| 1st to 5th Floor lvl |  |  | Sqm |  |  | 3131 | 4068 | 3507 |  | 10706 | 10706 | #ERROR! | #ERROR!
| 6th to 10th Floor lvl |  |  | Sqm |  |  | 3251 | 4201 | 3733 |  | 11185 | 11185 | #ERROR! | #ERROR!
| 11th to 15th Floor lvl |  |  | Sqm |  |  | 3251 | 4201 | 3733 |  | 11185 | 11185 | #ERROR! | #ERROR!
| 16th to 20th Floor lvl |  |  | Sqm |  |  | 3351 | 4304 | 3614 |  | 11269 | 11269 | #ERROR! | #ERROR! | Tower A & B - Terrace & Above Terrace Considered LMR & SHR under RCC works
| 21st Floor lvl |  |  | Sqm |  |  |  |  | 2123 |  | 2123 | 2123 | #ERROR! | #ERROR! | Tower C - Terrace & Above Terrace Considered LMR & SHR under RCC works
0
E 21.4 | Slabs for electrical & communication, Plumbing shafts & FHC shaft slabs & Terrace Duct cover slab at all levels. |  |  | Sqm |  |  | 18 | 10 | 27 |  | 55 | 55 | #ERROR! | #ERROR! | Considered for shafts and ducts slab at every floor (Instead of the Chequerred plates)
0
E 21.5 | Chejjas / Window box projections including RC bands in elevation / Window sills including projections at all levels as indicated in the dwg & at locations wherever directed by EIC. |  |  | Sqm |  |  | 173 | 310 | 162 |  | 645 | 645 | #ERROR! | #ERROR! | Considered alround RC nibs/bands
0
E 21.6 | RC Staircase with waist slab incl.mid landings & beams @ all lvl as per drg. | [12 empty] | 0
| Ground floor lvl to 1st floor lvl |  |  | Sqm |  |  | 47 | 47 | 47 |  | 141 | 141 | #ERROR! | #ERROR!
| 1st floor lvl to 6th floor lvl |  |  | Sqm |  |  | 235 | 235 | 235 |  | 705 | 705 | #ERROR! | #ERROR!
| 6th floor lvl to 11th floor lvl |  |  | Sqm |  |  | 235 | 235 | 235 |  | 705 | 705 | #ERROR! | #ERROR!
| 11th floor lvl to 16th floor lvl |  |  | Sqm |  |  | 235 | 235 | 235 |  | 705 | 705 | #ERROR! | #ERROR!
| 16th floor lvl to 20th floor lvl |  |  | Sqm |  |  | 188 | 188 | 235 |  | 611 | 611 | #ERROR! | #ERROR!
| 20th floor lvl to Terrace floor lvl |  |  | Sqm |  |  |  |  | 141 |  | 141 | 141 | #ERROR! | #ERROR!
0
E 21.8 | NON STRUCTURAL WALLS / Elevational fin walls (of all shapes & profiles as shown in drg). (@ all levels) |  |  | Sqm |  |  | 99 | 0 | 0 |  | 99 | 99 | #ERROR! | #ERROR! | As per BEL instruction, Non structural wall of Kitchen & utility area considered in RC walls Front elevation features wall are considered in this line item
0
E 21.9 | Nibs / Pardi walls / Upstand / Planter walls / toe wall at all levels as shown in drg. |  |  | Sqm |  |  | 2594 | 2713 | 2867 |  | 8174 | 8174 | #ERROR! | #ERROR! | Considered alround nibs/bands
0
E 22 | RC Parapet wall as shown in drg. | [12 empty] | 0
a | Parapet @ Terrace lvl & above terrace lvl |  |  | Sqm |  |  | 686 | 779 | 702 |  | 2167 | 2167 | #ERROR! | #ERROR! | Parapet Wall at Terrace level (160mmthick as per architecture drawing) Tower A - 1200mm height - 327 Rmt lenght Tower B - 1200mm height - 321 Rmt lenght Tower C - 1200mm height - 292 Rmt lenght
0
E 23 | RCC elevation features @ terrace level - For Towers |  |  | Sqm |  |  | 1308 | 1320 | 1258 |  | 3886 | 3886 | #ERROR! | #ERROR! | Structural drawing and above terrace drawing not available. Quantities taken as per architectural drawings and sections
E 24 | MULTIPLE HEIGHT STAGING & BRACING WORKS
| Extra rate for additional staging for concreting for slab/ beams for staging beyond 4.50 m height for supporting shuttering, for every rise of 1.5 mt height (for measurement plan area shall be considered). Rate shall include mobilization of staging material, erecting as and when the construction progresses, keeping the same till final completion of related works and deshuttering/ demobilizing the same after approval from the Engineer in charge. Note: Instances wherein staging height done is less than 1.5m beyond 4.5m (say 1m), billing/Rate will be worked out on prorata basis considering exact height executed. Location : STP, UG sump, Double ht entrance lobby, Canopy, Slab b/w two towers at terrace (for considered staging from below 2 floors only) & at locations wherever directed by EIC. |  |  | Sqm | 383 |  | 473 | 135 | 164 | 925 | 1697 | 2080 | #ERROR! | #ERROR! | Multiple stagging 1. Fire Pump room - 122.55 Sqm 2. PHE Pump room - 82.25 Sqm 3. STP cut out area - 177.28 Sqm 4. Entrance lobby double height 5. Entrance Canopy Slab 6. Front elevation at 7th, 11th, 16th & 20th floor (This needs to be finalised by BEL) - Area 12.9 Sqm and number of stagging repeated for every 1.5m height beyond 4.5m height
| SUB TOTAL - SHUTTERING WORK | [12 empty] | 0
G | MASONRY WORK
PREMABLE (i) Manufactured sand (M-sand) confirming to approved gradation, admixture of approved make (FOSROC or equivalent) and dosage as per manufacturer specification to be used in all masonry works. (ii) Basic price of cement is Rs.240/Bag (iii) In case EMPLOYER insist for using river sand in lieu of M-sand, the difference in rate will only be paid.
G 1 | Providing and constructing solid concrete block masonry wall in cement mortar 1 : 6 (1 Cement : 6 M-sand) with necessary scaffolding, curing, raking of joints, lead and lift to required height etc., complete as specified. Solid concrete block of size 400 x 200 x 200 mm and having minimum compressive strength of 35 kg/ sq.cm. Location : Basement-2 to Above terrace lvl (including LMR & SHR) & at locations wherever directed by EIC. |  |  | Sqm | 689 |  | 108 | 130 | 94 | 2114 | 2446 | 3135 | #ERROR! | #ERROR! | All the quantities as per architectural drawing for shafts, ducts and cut out area masonry works (These are not inline with structural drawings). Ground floor 200mm thick - 163 Rmt - 5.95mm height 200mm thick - 270 Rmt - 5.2mm height 200mm thick - 282 Rmt - height varies As per BEL instruction; Club house 300mm masonry walls considered in 200mm thick block work
G 1.1 | Same as item No G 1, but for Providing & constructing solid concrete block masonry wall in lieu of shuttering to facilitate / support waterproofing member (HDPE sheet) for footings / raft sides @ all level & as per details shown in the drawing and as directed by engineer - in - charge. Location : Footing / raft sides & at locations wherever directed by EIC. |  |  | Sqm | 798 | 95 |  |  |  |  | 0 | 893 | #ERROR! | #ERROR! | Foundation level Tower to non tower transistion area
G 2 | Providing and constructing solid concrete block masonry wall in cement mortar 1 : 6 ( 1 Cement : 6 M-sand) with necessary scaffolding, curing, raking of joints, lead and lift to required height etc., complete as specified. Solid concrete block of size 400 x 150 x 200 mm and having minimum compressive strength of 35 kg/sq.cm. At all levels. Location : Basement-2 to Above terrace lvl (including LMR & SHR) & at locations wherever directed by EIC. |  |  | Sqm | 2040 |  | 261 | 267 | 383 | 0 | 911 | 2951 | #ERROR! | #ERROR! | All the quantities as per architectural drawing for shafts, ducts and cut out area masonry works (These are not inline with structural drawings). Ground floor 150mm thick - 163 Rmt - 5.95mm height 150mm thick - 270 Rmt - 5.2mm height 150mm thick - 223 Rmt - height varies Terrace Floor LMR and SHR considered as under solid block masonry
G 2.1 | Same as specifiation mentioned for 400x150x200mm blockwork, but FOR WINDOW BOXING WORKS (verticals) @ ALL LEVELS AND AS PER DETAILS SHOWN IN THE DRAWING. |  |  | Sqm | [6 empty] | 0 | RO | 1276 | 0 | As per drawings window boxing not available
G 3 | Providing and constructing solid concrete block masonry wall in cement mortar 1 : 4 ( 1 Cement : 4 M-sand) with necessary scaffolding, curing, raking of joints, lead and lift to required height etc., complete. Provide 100 mm wide GI mesh of Arpitha make or equivalent @ every one mtr interval, as per specifications and drawings. Solid concrete block of 400 x 100 x 200 mm and having minimum compressive strength of 35 kg/sq.cm. Location : Lower Basement, Upper Basement, Ground floor to Above terrace lvl (including LMR & SHR) & at locations wherever directed by EIC. |  |  | Sqm | 44 |  | 13 | 0 | 0 | 22 | 35 | 79 | #ERROR! | #ERROR! | All the quantities as per architectural drawing for shafts, ducts and cut out area masonry works (These are not inline with structural drawings). Ground floor 100mm thick - 163 Rmt - 5.95mm height 100mm thick - 270 Rmt - 5.2mm height 100mm thick - 212 Rmt - height varies
G 3.1 | Same as specifiation mentioned for 400x100x200mm blockwork, FOR WINDOW BOXING WORKS (verticals) @ ALL LEVELS AND AS PER DETAILS SHOWN IN THE DRAWING. |  |  | Sqm | [6 empty] | 0 | RO | 1135 | 0 | As per drawings window boxing not available. Project head to confirm if lineitem can be removed
G 4 | Extra over item no. G 1, G 2, G3, providing and removal of scaffolding for Construction of block masonry walls beyond 4.50m height and locations wherever instructed by EIC . Elevation area beyond 4.5m height will be considered for measurement. Locations : At locations wherever directed by EIC |  |  | Sqm |  |  | 143 | 174 | 262 | 391.935 | 970.935 | 970.935 | #ERROR! | #ERROR!
G 5 | Providing and constructing solid concrete block masonry ledge walls in cement mortar 1 : 4 ( 1 Cement : 4 M-sand) including necessary curing, raking of joints, lead and lift to required height etc., complete as per specifications and drawings. Solid concrete block of 400 x 100 x 200 mm and having minimum compressive strength of 35 kg/sq.cm. Location : Toilets at all levels & at locations directed by EIC - At all levels |  |  | Sqm |  |  | 294 | 294 | 502 | 0 | 1090 | 1090 | #ERROR! | #ERROR! | Toilet Legde wall of height 1200mm Tower A - 245 Rmt & Height - 1.2m Tower B - 245 Rmt & Height - 1.2m Tower C - 418 Rmt & Height - 1.2m
G 6 | Providing and constructing 110mm burnt brick masonry (brick on edge) ledge walls with approved best quality first class nominal size Table Moulded Bricks of minimum crushing strength 35 kgs / cm2, in cement mortar 1 : 4 (1 Cement : 4 M-sand), etc., complete, as per specifications and drawings. Brick shall be immersed in water for not less than 6 hours immediately before construction. Note: Rate to include shear key / anchorages / MS hold fasts of 3mm thk - 6 Nos/Sqm, fixed to RC wall & embedding in M20 grade concrete. Location : Toilets - At all levels |  |  | Sqm | [6 empty] | 0 | RO | 8823 | 0 | Considered in Solid Bloock Masonry ledge wall (item no. G5)
G 7 | Providing and constructing Size Stone masonry in CM 1 : 6 ( 1 Cement : 6 M-sand) including flush pointing, through bond stones to be provided at every course at 2.0 M regular intervals including raking out joints, hammer dressing of sides to required sizes and shapes including , scaffolding, curing etc. complete as specified. |  |  | CUM | [6 empty] | 0 | RO | 7632 | 0 | Not shown in the drawing
G 8 | Providing and constructing solid concrete block masonry in cement mortar 1 : 6 (1 Cement : 6 M-sand) with necessary scaffolding, curing, raking of joints, lead and lift to required height etc., complete as specified. Solid concrete block of size 400 x 200 / 150 / 100 x 200 mm and having minimum compressive strength of 35 kg/ sq.cm. Unit of measurement in "Cum" Location: Tower Entrance steps & At locations wherever directed by EIC. |  |  | CUM | 34 |  | 4 | 5 | 6 | 0 | 15 | 49 | #ERROR! | #ERROR! | All lobby entrance steps at basemens & ground floor
| SUB TOTAL - MASONRY WORKS | [12 empty] | 0
H | PLASTERING WORKS
PREMABLE (i) Quoted rate to include to achieve true to square, line and level for all openings by providing/using suitable template(made of aluminium sections) in order to maintain uniformity and standardisation in size of openings . If plastering to the openings done does not comply to required standards, the same needs to be done/corrected at the contractor's cost. (ii) In case EMPLOYER insist for using river sand in lieu of M-sand, the difference in rate will only be paid. (iii) Manufactured sand (M-sand) confirming to approved gradation, admixture of approved make (FOSROC or equivalent) and dosage as per manufacturer specification to be used in all plastering works. (iv) Hacking to be done for all concrete surfaces before plastering as per directions of EIC (v) Basic price of Cement : Rs.240/Bag
H 1 | Providing External plastering 25 mm thk. in two coats, under layer 15 mm thk in CM 1 : 6( 1 Cement : 6 M-sand), top layer 10 mm thk in CM 1 : 4( 1 Cement : 4 M-sand) sponge finish, rate to include for providing recron fibre or equivalent as per manufacturer's specifications (125gms /bag for both the coats)& also including Integral waterproofing compound 2% by weight for both coats, as per manufacturers specifications, including providing necessary steel scaffolding and curing.etc complete. GI mesh of Arpitha make or equivalent to be fixed at the junction of dissimilar materials by necessary fasteners, providing drip moulds, Plastering at all levels, including slab projections, Chejjas and as per drawings / as per instructions of EIC. Cost OF fixing mesh shall be included in the rates. Consider mesh @ 0.63 rmt/sqm for quoting. Location : External wall plastering at all levels & at locations wherever directed by EIC. |  |  | Sqm |  |  | 200 | 200 | 200 | 3329 | 3929 | 3929 | 783 | 3076407 | Since this is Aluminium shuttering project, external plastering not considered. Project head to confirm if required.
H 2 | Providing Sand face Plaster, 15mm thick in cement mortar 1:6 (1 Cement : 6 M-sand) including necessary scaffolding and curing, fixing GI mesh of Arpitha make or equivalent mesh if required with necessary fasteners at junction of dissimilar materials, curing etc., complete as per specification. Cost and fixing of mesh shall be included in the rates if required. For projections - Boxing around window openings including lintel & cill level projections at all levels / coping & at locations wherever directed by EIC. Locations: |  |  | Sqm | [6 empty] | 0 | RO | 552 | 0 | Since this is Aluminium shuttering project, external plastering not considered. Project head to confirm if required.
H 3 | Providing 15mm thick internal plastering with cement mortar 1 : 6 (1 Cement : 6 M-sand) without lime rendering including packing of PVC conduits wherever applicable and applying dash coat of cement mortar for fixing GI expanded mesh, necessary scaffolding and curing etc., complete as per specification for Internal walls/sides of beams and other vertical surfaces etc., complete as per directions of EIC. Note:. P&F of GI mesh will be under relevant item of work. Location : Internal wall plastering at all levels, lobby & service area outer wall, service area inner wall, LMR/SHR inner wall, Estate manger rooms & GF Double Ht. entrance lobby wall & at locations wherever directed by EIC. | [12 empty] | 0 | All the quantities as per architectural drawing for shafts, ducts and cut out area plastering works (These are not inline with structural drawings).
a | Basement - 2 Floor |  |  | Sqm | 1736 | [5 empty] | 0 | 1736 | #ERROR! | #ERROR! | Basement 2
b | Basement - 1 Floor |  |  | Sqm | 2479 | [5 empty] | 0 | 2479 | #ERROR! | #ERROR! | Basement 1
c | Ground Floor to Above terrace floor |  |  | Sqm |  |  | 653 | 387 | 753 | 3296 | 5089 | 5089 | #ERROR! | #ERROR! | PS Shaft, LMR and SHR Club house
d | Double Ht. entrance lobby wall - GF |  |  | Sqm |  |  | 316 | 385 | 428 | 0 | 1129 | 1129 | #ERROR! | #ERROR! | Ground floor
0
H 4 | Extra over item no. H 3 for providing and removal of scaffolding for plastering for walls beyond 4.50m height and locations wherever instructed by EIC . Elevation area beyond 4.5m height will be considered for measurement. Locations - Double ht entrance lobby & at locations directed by EIC. |  |  | Sqm |  |  | 143 | 174 | 262 | 391.935 | 970.935 | 970.935 | #ERROR! | #ERROR! | Entrance lobby to be considered for height more than 4.5m
0
H 5 | Plastering with 12 MM thick cement mortar 1 : 4( 1 Cement : 4 M-sand) without lime rendering including necessary scaffolding, curing. etc., complete as per drawing. For ceiling plaster, bottom of beams, undersides of staircase, slab projections. | [12 empty] | 0 | Internal ceiling considered in gypsum plastering. Hence qty not considered.
| Location :Internal ceiling plastering, service area ceiling, LMR/SHR ceiling & at locations wherever directed by EIC. | [12 empty] | 0
a | Basement - 2 Floor |  |  | Sqm | 0 | 0 | 0 | 0 | 0 | 0 | 0 | RO | 413 | 0
b | Basement - 1 Floor |  |  | Sqm | 34 | 0 | 0 | 0 | 0 | 0 | 0 | 34 | 413 | 14042 | Only for service rooms
c | Stilt |  |  | Sqm | 0 | 0 | 0 | 0 | 0 | 0 | 0 | RO | 413 | 0
d | Ground Floor to Above terrace floor |  |  | Sqm |  |  | 39 | 57 | 66 | 1048 | 1210 | 1210 | 481 | 582010 | For Club house
e | Double Ht. entrance lobby wall - FF |  |  | Sqm | [6 empty] | 0 | RO | 446 | 0
0
H 6 | Extra over item no. H 5 for providing and removal of scaffolding for plastering for ceilings beyond 4.50m height and every rise of 1.50m height and wherever instructed by EIC . Plan area will be considered for measurement. Locations -Entrance lobby & at locations directed by EIC. Note: Instances wherein scaffolding height done is less than 1.5m beyond 4.5m (say 1m), billing/Rate will be worked out on prorata basis considering exact height executed. Location : Double ht entrance lobby & at locations directed by EIC. |  |  | Sqm | [5 empty] | 925 | 925 | 925 | 148 | 136900
0
H 7 | Providing and fixing G.I.Expanded metal mesh of 24G/0.56mm thick with hot dip zinc coating of 120 gms/sqm of Arpitha make or equivalent, wherever electrical conduiting, plumbing line chasing works has been made, junctions of Dissimilar materials, incl. drilling nails/ screws, fixing of rawal plugs ,scaffolding, curing etc., complete. (Joint records to be maintained) Note : Dash coat of plaster over mesh, Packing of PVC conduits & Plumbing lines is part of respective plastering line item of work. | [12 empty] | 0
a | 100 mm wide |  |  | Rmt | 100 | [5 empty] | 0 | 100 | #ERROR! | #ERROR!
b | 150 mm wide for junctions of dissimilar materials (Internal plastering works) |  |  | Rmt | 2558 |  | 608 | 628 | 654 | 3307 | 5197 | 7755 | #ERROR! | #ERROR!
c | 200 mm to 300 mm wide |  |  | Rmt | 100 | [5 empty] | 0 | 100 | #ERROR! | #ERROR!
d | 300 mm to 350 mm wide |  |  | Rmt | 100 | [5 empty] | 0 | 100 | #ERROR! | #ERROR!
0
H 8 | Rough Plastering Providing rough plastering with CM 1 : 6 (1 Cement : 6 M-sand), 12 mm thick backing coat for Dado at all levels including packing of PVC conduits wherever applicable and applying dash coat of cement mortar for fixing GI expanded mesh wherever required including necessary scaffolding, curing, zari work, etc., complete as per directions of EIC. Location: Lift lobby & Toilet dado at all levels & at locations wherever directed by EIC. | [13 empty] | Considered the Toilet dadoing area up to 2.40m height and lift lobby dado
H.8.1 | Lift Lobby |  |  | Sqm |  |  | 75 | 75 | 88 | 266 | 504 | 504 | #ERROR! | #ERROR!
H.8.2 | Toilet Dado |  |  | Sqm |  |  | 5762 | 5742 | 7289 |  | 18793 | 18793 | #ERROR! | #ERROR! | Project head to confirm toilet rough plastering line item required or not
0
H 9 | Providing 15 mm thick sand face plaster to following with cement mortar 1 : 6 ( 1 Cement : 6 M-sand) mixed with integral water proofing compound as per manufacturers specification, including necessary scaffolding and curing, fixing GI mesh of Arpitha make or equivalent mesh with necessary fasteners at junction of dissimilar materials, curing etc., complete as per specification. Cost and fixing of mesh shall be included in the rates. Consider mesh for quoting @ 0.39 rmt/ sqm. Location : Duct wall excluding Lift shaft RC walls at all levels & at locations wherever directed by EIC. |  |  | Sqm | 2493 |  | 307 | 181 | 440 | 490 | 1418 | 3911 | #ERROR! | #ERROR! | Considered the Basement and Upper floor duct and shaft
0
H 10 | Providing & fixing GI corner beads of Arpitha make or equivalent for all internal wall corners/ edges set in CM 1 : 4 & finished flush with plaster, incl. All necessary screws, plugs, curing, scaffolding, etc., complete. |  |  | Rmt |  |  | 258 | 75 | 204 |  | 537 | 537 | #ERROR! | #ERROR! | Considered the wall corners
0
H 11 | Providing & Applying one coat of Gypsum Plastering of 8-10mm thickness of approved make (Gyproc from Saint Gobain or any other equivalent) as per manufacturers specification to Walls/ Ceilings/ Beams/ Staircases, etc., finishing to line and level being a direct application, adding water in appropriate mix ratio, including all leads and lifts of materials, scaffolding, staging, etc., complete, as per standard specifications / approved drawings and as directed by engineer - in - charge. Basic rate Rs. 260 /- per 25 kg Gypsum bag. | [12 empty] | 0
a | For internal ceiling at all levels & at locations wherever directed by EIC |  |  | Sqm |  |  | 8834 | 12255 | 11356 |  | 32445 | 32445 | 575 | 18655875 | Project head to confirm line item required or not
b | Same as above but for gypsum plastering upto 5mm thk For internal walls at all levels & at locations wherever directed by EIC |  |  | Sqm |  |  | 27808 | 34597 | 30875 |  | 93280 | 93280 | 575 | 53636000 | Complete qty considered under upto 5mm thk lineitem, Project head to confirmif qty has to be splitted
c | Same as above but for gypsum plastering upto 8mm thk For internal walls at all levels & at locations wherever directed by EIC |  |  | Sqm |  |  | 0 | 0 | 0 |  | 0 | RO | 575 | 0
| SUB TOTAL PLASTERING WORKS | [12 empty] | 76101234
I | METAL WORKS
Basic price of structural steel Rs. 49,500/ MT
PREAMBLE
i. All items are including supplying, fabricating & erecting in position structural steel as per drawings/ details, hoisting and fixing in position, including all temporary staging and supporting work and making all structural steel work in accordance with IS : 800. ii. The rate of steel work shall include cutting, bending, grinding, machining, assembly, welding, jointing, building up new sections, cost of fasteners (nuts, bolts and washers), Cost to include welding of members using structural steel welding electrodes as per IS 814/ 816/ 817, testing as per IS 7307 (PART 1) and also erection / lifting equipment's / derick / hoists of suitable capacity and related accessories required for entire duration of the work. Fabrication will involve connections using plates, channels and angles, base plates, gusset plates, hold down bolts, cleats, fasteners, drilling of holes in plates/ angles etc., as per drawing, steel conforming to IS : 226 and IS : 2062 with minimum yield strength of 250 Mpa and up to 355 Mpa and will be measured in below items of work. iii. The civil contractor must submit the shop drawings to structural consultants and obtain their approval before commencing the fabrication works for Club house area structural steel works for roof, canopies & Badminton roofing etc.,
I 1 | Supplying, fabricating & erecting in position frame work for following items of work as per drawings/ details, hoisting & fixing in position, including all temporary staging, supporting work and making all structural steel work in accordance with IS : 800, providing and applying one coat of zinc rich primer after properly cleaning the steel surface with wire brush, removing loose scales on the surface completely. The rate of steel work shall include cutting, bending, grinding, assembling, welding, jointing, building up new sections, cost of fasteners (nuts, bolts and washers), welding of members using structural steel welding electrodes as per IS 814/ 816/ 817, testing as per IS 7307 (PART 1) and also erection / lifting equipment's / derick / hoists of suitable capacity and related accessories required for entire duration of the work . Fabrication will involve connections using plates, channels and angles, base plates, gusset plates, hold down bolts, cleats, fasteners, drilling of holes in plates/ angles etc., as per drawing, steel conforming to IS : 226 and IS : 2062 with minimum yield strength of 250 Mpa and up to 355 Mpa.
I 1.1 | Edge angles, insert plates, sleeves |  |  | MT | 0.5 | 0.5 |  |  |  |  | 0 | 1 | 105100 | 105100 | Notional Qty considered. Project head to confirm if line item required & on on qty.
I 1.2 | Duct / Shaft / natural ventilation shaft covering & at locations wherever directed by EIC. |  |  | MT | 1 | [5 empty] | 0 | 1 | 147297 | 147297 | Notional Qty considered. Project head to confirm if line item required & not
I 1.3 | Window grills at all levels made out of M.S./ brite bars including all necessary bracket, fixtures, bolts as specified complete, as per drawings. |  |  | MT |  |  | 28.8 |  |  |  | 28.8 | 28.8 | 147297 | 4242153.6 | Considered 8.61 Kg/Sqm
I 1.4 | Same as above item no I 1.3, but for MS grill for electrical rooms/ service rooms above masonry wall Location: Electrical, comm & FCP room & at locations directed by EIC |  |  | MT | 0.3 | [5 empty] | 0 | 0.3 | 147297 | 44189.1 | As per BEL instructions - 8.65 kg/sqm DG room - 196.89 Sqm
I 1.5 | Same as above item no I 1.3, but for MS grill for Ducts. Location: Ducts at terrace level & at locations directed by EIC |  |  | MT | 0.5 | [5 empty] | 0 | 0.5 | #ERROR! | #ERROR! | Notional Qty considered. Project head to confirm if line item required & not
I 1.6 | Open-able grills for ducts with frame & shutter at all levels made out of MS angles, flats, bars, including all necessary brackets, fixtures, bolts, locking arrangements as specified complete. Location: locations directed by EIC | [12 empty] | 0
a | For Service Rooms - Electrical , UPS & Communication rooms or at locations wherever MS grills are considered above 1.2m masonry wall. |  |  | MT | 0.4 | [5 empty] | 0 | 0.4 | 145980 | 58392 | As per BEL instructions 600 height - 8.65 kg/sqm Communication & UPS rooms - 21.5 Sqm Electrical rooms - 8.67 Sqm Communication rooms - 5.11 Sqm
b | For Shafts |  |  | MT | 0.5 |  | 0.5 |  |  |  | 0.5 | 1 | 145980 | 145980 | Considered in fire Doors. Notional Qty considered. Project head to confirm if line item required & not
I 1.7 | Handrails at all levels made out of M.S. Hollow (14 gauge / 2 mm) / Rolled sections (flats, angles) including all necessary bracket, fixtures, bolts as specified complete as per detail drawings. | [12 empty] | 0
a | Staircase - Stairwell Handrail |  |  | MT | 1.4 |  | 3.1 | 3 | 3.4 | 1.2 | 10.7 | 12.1 | #ERROR! | #ERROR! | As per BEL instructions - 1.1m height @10.60 kg/Sqm BF 02 to 01 - Staircase 4 no's - 345.14 Kg (Fire stairs not shown in architectural plan) BF 01 to GF - Staircase 4 no's - 522.37 Kg (Fire stairs not shown in architectural plan)
b | Balcony Handrails & at locations directed by EIC |  |  | MT |  |  | 10.3 | 11.3 | 13.5 |  | 35.1 | 35.1 | #ERROR! | #ERROR!
c | Service platform Handrails & at locations directed by EIC |  |  | MT | 1 |  | 5.4 | 6.5 | 6.6 |  | 18.5 | 19.5 | #ERROR! | #ERROR!
d | Handicap Ramp Hand Rails @ GF LVL & Basements |  |  | MT |  |  | 0.1 | 0.2 | 0.2 |  | 0.5 | 0.5 | #ERROR! | #ERROR! | As per BEL instructions - 1.2m ht @11.65 kg
e | STP/UG sump Platform safety railing & STP/ UG sump S/c railing |  |  | MT | 1 | [5 empty] | 0 | 1 | #ERROR! | #ERROR! | As per BEL instructions - 1.0m height @10.0 kg/Sqm STP Platform - 1,142.7 Kg STP stairs - 141.6 Kg Fire Pump room stairs - 45 Kg PHE Pump room stairs - 45 Kg
I 1.8 | Single pipe railing with 50 mm dia 2 mm thick (14 gauge) pipe and connected by 25 mm dia pipe of 2 mm thick to 150 X 150 X 6 mm insert plates anchored to the wall at every 1.80m intervals , including all necessary bracket, fixtures, bolts as specified complete as per drawings. | [12 empty] | 0
a | Staircase - Wall Side |  |  | MT | 0.5 | [5 empty] | 0 | 0.5 | #ERROR! | #ERROR! | As per BEL instructions - 2.5 kg/m BF 02 to 01 - Staircase 4 no's - 109.0 Kg (Fire stairs not shown in architectural plan) BF 01 to GF - Staircase 4 no's - 177.0 Kg (Fire stairs not shown in architectural plan)
b | Handicap Ramp - singlepipe railings |  |  | MT | 0.5 | [5 empty] | 0 | 0.5 | #ERROR! | #ERROR! | Notional qty considered. Project head to confirm line item required or not
c | Corridor low ht wall & Open terrace parapet wall - single pipe railings |  |  | MT |  |  | 0.1 | 0.4 | 0.2 |  | 0.7 | 0.7 | #ERROR! | #ERROR!
I 1.9 | MS supports for Polycarbonate profiled sheets & at locations wherever directed by EIC. |  |  | MT |  |  | 0.6 | 0 | 1.8 |  | 2.4 | 2.4 | #ERROR! | #ERROR! | For OTS covers
I 1.10 | MS supports for Polycarbonate profiled sheets - Ramp & at locations wherever directed by EIC. |  |  | MT | 35.7 | [5 empty] | 0 | 35.7 | #ERROR! | #ERROR! | For Ramps coverig at Ground floor As per BEL instructions - 5 Kg/sft (53.82 Kg/Sqm) Ramp 01 - 24.8 x 4.95 m - 1,334.74 Kg Ramp 02 - 32.8 x 4.95 m - 1,765.3 Kg Ramp 03 - 20 x 10 m - 1,076.4 Kg Ramp 04 - 22.2 x 8 m - 1194.8 Kg
I 2 | Providing & fixing of MS door shutter with CRCA sheet made out of 16 gauge / 1.6mm thick, angle for outer frame for two -third portion of the shutter and 10mm x 10mm square bar as cross stiffeners & for one -third portion of the shutter weld mesh of 25 x 25 mm of 2 mm thk all as shown in drg. shall be finished with two coats of synthetic enamel paint over one coat of primer & putty including preparation of surfaces, touch-up putty wherever required with sand papering complete, including aldrop, handles and locking arrangements, hinges, complete as per drawings and directions of EIC. Sizes : as shown in the drawing. |  |  | MT | [6 empty] | 0 | RO | #ERROR! | 0
I 2.1 | Same as above but with top panel with 10 x10mm square bar @ 100 mm c/c both ways &bottom panel will be with 2 mm thick MS sheet. Sizes : as shown in the drawing Location: Single leaf / double leaf doors for STP, UG Sump pump room & at locations wherever directed by EIC |  |  | MT | 1 | [5 empty] | 0 | 1 | #ERROR! | #ERROR! | Pump room doors considered in fire doors STP - 2 x 2.4m Fire - 2 x 2.4m PHE - 2 x 2.4m
I 3 | FOR SHAFT DOORS : Providing & fixing of factory made MS door shutter with CRCA sheet made out of 18 gauge / 1.2mm thick, including outer frame,diagonal bracing with stiffener bars ,including hinges, locking arrangements,aldrop, handles complete as per drawings and directions of EIC. Rate to include for 60–70-micron thk powder coating of approved RAL colour shade , all as per directions of in charge. Sizes : as shown in the drawing. | [12 empty] | 0
I 3.1 | Single shutter shaft doors Size of door: sizes as mentioned in the drawing |  |  | MT | 1 | [5 empty] | 0 | 1 | 183525 | 183525 | Considered in fire doors
I 3.2 | Double shutter shaft doors Size of door: sizes as mentioned in the drawing |  |  | MT | 1 | [5 empty] | 0 | 1 | #ERROR! | #ERROR! | Considered in fire doors
I 3.3 | Providing and applying approved make white colour Silicon sealant of average 5 mm thick, for MS doors on the frontside or backside of the MS door frame and wall/jambs junctions , as directed by EIC. |  |  | Rmt |  |  | 1000 | 1000 | 1000 |  | 3000 | 3000 | 20 | 60000 | Notional qty considered. Actual may vary as per execution at site
I 4 | Providing, fabricating & fixing MS louvers including bending 2 mm thk MS sheet to required profile, fixing of MS sections with anchor bolts of suitable dia & length as shown in drg etc., complete as per instructions of EIC. Location : MS Louvers for ventilation shafts, DG shaft & At locations wherever directed by EIC. |  |  | MT | [6 empty] | 0 | RO | #ERROR! | 0
I 5 | MS Chequered plate Location: Electrical, Communication & FHC shafts & at locations wherever directed by EIC. |  |  | MT | 1 | [5 empty] | 0 | 1 | #ERROR! | #ERROR! | Notional Qty considered. Project head to confirm if line item required & on on qty.
I 6 | MS ladders with railing made out MS Hollow/ Rolled sections including all necessary bracket, fixtures, bolts as specified complete Location : At locations wherever directed by EIC. |  |  | MT | 1 | [5 empty] | 0 | 1 | 143098 | 143098 | Notional Qty considered. Project head to confirm if line item required & on on qty.
I 7 | Staircase made out of M.S rolled steel sections like channels, angles, flats & MS tubular sections along with railings, at all levels including all necessary bracket, fixtures, anchor bolts as specified complete. Location: Above terrace - LMR & SHR & at locations wherever directed by EIC. |  |  | MT | 1 | [5 empty] | 0 | 1 | 104962 | 104962 | Notional Qty considered. Project head to confirm if line item required & on on qty.
I 8 | MS angle brackets made out of 40 X 6 angles to support 20 mm thick granite counters, including for providing & firmly fixing of brackets with 2nos of 6 mm dia anchor bolts 75 mm long, including drilling & fixing the angle to required line and level etc., complete , at all levels and as per directions of EIC. | [12 empty] | 0
a | Location: Toilet counters & at locations wherever directed by EIC. |  |  | MT |  |  | 0.4 | 0.4 | 0.3 | 0 | 1.1 | 1.1 | #ERROR! | #ERROR! | Toilet counters considered at 5kg per sqm
b | Location: Kitchen & Utility counters & at locations wherever directed by EIC. |  |  | MT | [6 empty] | 0 | RO | #ERROR! | 0 | Schedule H indicates only provision . Hence qty not considered
0
I 9 | MS fabricated ramp drain grating using M.S rolled sections (channels, angles, flats)/ tubular sections (medium duty), welded together as indicated in the drg. | [12 empty] | 0
a | width of the drain 300 mm. |  |  | MT | [6 empty] | 0 | RO | 110726 | 0
b | width of the drain 450 mm. ( BASEMENT ENTRY & EXIT RAMP) |  |  | MT | 2.5 | [5 empty] | 0 | 2.5 | 110726 | 276815 | Basement 02 Basement 01 Ground floor
c | width of the drain 600 mm. (RAMP ENTRY & EXIT) |  |  | MT | [6 empty] | 0 | RO | 110726 | 0
d | width of the drain 900 mm. (MAIN ENTRY & EXIT) |  |  | MT | [6 empty] | 0 | RO | 110726 | 0
0
I 10 | MS grating over Channel drain of width upto 300 mm, 25 x 5 seating angle, 20 x 6 MS Flat welded @ 25 mm c/c fixed to channel drain flush with flooring or with MS Sections as directed by EIC. |  |  | MT | [6 empty] | 0 | RO | 117670 | 0
I 11 | Providing and fixing foundation bolts / Hold Down Bolts of 4.6 grade including nuts & washers of all diameters including necessary threading, providing pockets to receive bolts etc., incl protection of the threads with grease & polythene covering & ensure bolts are perfectly aligned, line & level, etc., complete as per the locations shown in the drawing. |  |  | Kgs | 10 | 10 |  |  |  |  | 0 | 20 | 307 | 6140 | Notional Qty considered. Project head to confirm if line item required & on on qty.
I 12 | Providing and anchoring in position high strength anchor bolts (Mechanical bolts) of grade 5.8 of specified dia and standard lengths including necessary drilling up to required depth as per manufacturer's specifications, anchoring with necessary equipment's etc., complete as per specifications of agency approved by Consultants (HILTI or equivalent) Random pull out test to be conducted for anchor bolts which are fixed to RCC members as per manufacturer's specifications and as directed by EIC.. | [12 empty] | 0
I | 20 mm dia (heavy duty) with depth of anchorage up to 200mm. |  |  | Nos | 10 | 10 |  |  |  |  | 0 | 20 | 1410 | 28200 | Notional Qty considered. Project head to confirm if line item required & on on qty.
b | 16 mm dia (heavy duty) with depth of anchorage up to 160mm. |  |  | Nos | 10 | 10 |  |  |  |  | 0 | 20 | 857 | 17140
c | 12 mm dia with depth of anchorage up to 120mm. |  |  | Nos | 10 | 10 |  |  |  |  | 0 | 20 | 490 | 9800
d | 10 mm dia with depth of anchorage up to 100mm. |  |  | Nos | 10 | 10 |  |  |  |  | 0 | 20 | 275 | 5500
e | 8 mm dia with depth of anchorage up to 100mm. |  |  | Nos | 10 | 10 |  |  |  |  | 0 | 20 | 214 | 4280
0
I 13 | Providing and anchoring in position high strength chemical anchor bolts HIT-V 5.8 with epoxy mortar RE 500 from HILTI or approved equivalent for following dia and standard lengths including necessary drilling upto required depth (min) or as per manufacturer's specifications, anchoring and grouting with necessary equipment including scaffolding etc., complete as per manufacturers specifications rate to include to conduct Random pull out test for anchor bolts which are fixed to RCC members as per manufacturer specifications & directions of consultants / EIC. Note: Embedded depth shall be confirmed by structural consultant/Hilti design team | [12 empty] | 0
I | 20 mm dia (heavy duty) with depth of anchorage up to 200mm. |  |  | Nos | 10 | 10 |  |  |  |  | 0 | 20 | 2084 | 41680 | Notional Qty considered. Project head to confirm if line item required & on on qty.
b | 16 mm dia (heavy duty) with depth of anchorage up to 160mm. |  |  | Nos | 10 | 10 |  |  |  |  | 0 | 20 | 1042 | 20840
c | 12 mm dia with depth of anchorage up to 120mm. |  |  | Nos | 10 | 10 |  |  |  |  | 0 | 20 | 674 | 13480
d | 10 mm dia with depth of anchorage up to 100mm. |  |  | Nos | 10 | 10 |  |  |  |  | 0 | 20 | 490 | 9800
e | 8 mm dia with depth of anchorage up to 100mm. |  |  | Nos | 10 | 10 |  |  |  |  | 0 | 20 | 349 | 6980
0
I 14 | Providing and fixing of EPDM Column Guard of Arpitha make or equivalent to protect parking area columns of size 100mm X 100mm with curved profile, 1000mm length and 20mm thick with yellow reflective sticker including necessary GI clamps, anchoring in position with suitable screws and as per manufacturer specification, etc. complete, all as directed by EIC. Location: Basement-3, basement-1, Ground Floor/ Stilt level parking. |  |  | Nos |  |  | 370 | 658 | 524 | 0 | 1552 | 1552 | #ERROR! | #ERROR!
I 15 | Providing and fixing colourless/ transparent Polycarbonate profiled sheets of " GE- Plastics India Ltd " / Danpalan/DPI/Coxwell/Lexan or any other approved equivalent make with necessary aluminium top & bottom profiled sections for polycarbonate sheet seating, self drilling & self tapping screws / bolts, rubber gaskets, washers, nuts & sealed THE JOINTS WITH water resistant approved sealants etc. The profile of the polycarbonate sheet to match with the profile of roofing sheet unless otherwise specified. The side laps will be 1.5 corrugation and end laps 150mm. At all height and locations etc., complete for following thickness & profile sheets: (Laps either with same or with other roofing metal will not be considered for payment). Location : Terrace shaft covering & at locations wherever directed by EIC. | [12 empty] | 0
I | Multi wall tunnel section-10 mm thick |  |  | Sqm | [6 empty] | 0 | RO | #ERROR! | 0
b | Multi wall tunnel section-6 mm thick |  |  | Sqm |  |  | 10 | 0 | 33 |  | 43 | 43 | #ERROR! | #ERROR! | Terrace OTS Covers is considered. Shaft closure slabs are considered under precast covers line item No.C30
0
I 16 | Providing & fabricating MS sections for covering & fixing in position true to line & level. Rate to include for bending 2 mm thk MS sheet to required profile & fixed as 'Z' louvers to MS frame work at required intervals, Including fixing of MS sections encased in concrete /anchor bolts of suitable dia & length .Fencing work to include for Providing, fabrication & fixing of MS side hung open able gate of opening size as per directions of EIC, with suitable hinges, locking arrangements. Rate quoted shall include one coat of Zinc oxide primer, loading unloading, lead charges, transport charges etc., complete Location : DG Room at Basements |  |  | MT | 0.3 | [5 empty] | 0 | 0.3 | #ERROR! | #ERROR! | As per BEL instruction considered inner wall of DG room 600mm height at 8.65kg/sqm
I 17 | Supply and installation Multicell 12MM Polycarbonate sheet of COXWELL / FLUX / DANPALON or any other approved equivalent make with good weathering property ,light transmission ranging from 40% to 90% ,both side UV coated with necessary tools fixing in slope without damaging the same to ensure best performance for wind uplift ,vibration ,oil canning and visual appearance .Panels shall be fixed on purlins with fastener /Retention clips and U connectors in the same colour of the panel,Fasterners/Retention cleats shall be secured on MS strcuture with self drilling screws.Panel ends shall be finished with additional anti -dust tape/endcap/Aluminium U profile (Mill -finished).Above panel system should be fixed over the supporting MS structure.samples to be submitted for plant Head approval.All Required as per specification ,drawings and as directed by EIC.Polycarbonate sheet Make-Coxwell. Rate excluding MS frame work. Location : Podium to Basment - Entry & Exit ramp roof covering |  |  | Sqm | 663 | [5 empty] | 0 | 663 | 4119 | 2730897 | For Ramps coverig at Ground floor. Tentative qty considered. Qty may vary as per GFC Ramp 01 - 24.8 x 4.95 m Ramp 02 - 32.8 x 4.95 m Ramp 03 - 20 x 10 m Ramp 04 - 22.2 x 8 m
I 18 | Providing and fixing in position push and pull type Rolling Shutters with interlocked MS laths and frames of approved make made from 18 gauge MS sheets and required size MS laths interlocked together through their entire length as indicated in the drawing and painting with one coats of Zinc chromate primer two coats of synthetic enamel paint, including providing ball bearings, pulleys, necessary accessories such as guide channels, chain or handle set, locking arrangement, top MS cover of 18 gauge and making holes in brickwork or RCC work and restoring the same and fixing strike plate of 100 x 6 mm MS flat in flooring and all materials and measures required to complete the job. Providing mechanical device chain and crank for mechanically operated rolling shutter. |  |  | Sqm | 40 | [5 empty] | 0 | 40 | 4500 | 180000 | DG Room shutters 3 x 3.3m - 4 nos
0
| SUB TOTAL METAL WORKS | [12 empty] | 8586248.7
J | CONCRETE FLOORING WORKS
Basic price of Cement ; Rs.240/Bag
Preamble : In case EMPLOYER insist for using river sand in lieu of M-sand, the difference in rate will only be paid. Rate to include for providing & adding recron fibre or equivalent for concrete flooring works at 125gms /bag or as per manufacturer's specifications and as directed by Project Head / EIC.
J 1 | Providing and laying of M20 grade concrete for flooring in parking area laid in alternate panels including preparation of base surface, vibration, compaction and curing etc., complete as per standard specifications / approved drawings and as directed by engineer in-charge. Location : Parking area, ramp flooring works & at locations wherever directed by EIC.
i | Location : Basement-2 Parking area (excluding lobby & service area) & at locations wherever directed by EIC |  |  | Cum | 100 | 93 |  |  |  |  | 0 | 193 | #ERROR! | #ERROR! | Considered 200mm thk grade slab, hence notional qty considered for screed. Project head to review & confirm on the same. 125mm thick - 8,748.10 Sqm
ii | Location : Basement-1 Parking area (excluding lobby & service area) & at locations wherever directed by EIC |  |  | Cum | 1083 | [5 empty] | 0 | 1083 | #ERROR! | #ERROR! | Considered screed of 125mm thick - 8,660.43 Sqm
iii | Location : Stilt Parking area (excluding lobby & service area) & at locations wherever directed by EIC |  |  | Cum | 114 | [5 empty] | 0 | 114 | #ERROR! | #ERROR! | Ground floor parking area
iv | Ramp area at all levels & at locations wherever directed by EIC |  |  | Cum | 130 | [5 empty] | 0 | 130 | #ERROR! | #ERROR! | Considered screed of 125mm thick - 1,033.72 Sqm
0
J 2 | Providing vacuum de - watered flooring operation, rate to include for providing side forms of required size, Vibrating the concrete by using screed vibrator, de-watering using vacuum pumps by suction method and finishing the top surface to required level and gradient using skim floaters/ discs/ power trowels. curing etc., complete. Location : Parking area, ramp flooring works & at locations wherever directed by EIC. | [12 empty] | 0
i | Location : Basement-2 Parking area (excluding lobby & service area) & at locations wherever directed by EIC |  |  | Sqm | 8749 | 744 |  |  |  |  | 0 | 9493 | #ERROR! | #ERROR! | VDF - 8,748.10 Sqm
ii | Location : Basement-1 Parking area (excluding lobby & service area) & at locations wherever directed by EIC |  |  | Sqm | 8700 | [5 empty] | 0 | 8700 | #ERROR! | #ERROR! | VDF - 8,660.43 Sqm
iii | Location : Stilt Parking area (excluding lobby & service area) & at locations wherever directed by EIC |  |  | Sqm | 908 | [5 empty] | 0 | 908 | #ERROR! | #ERROR! | Ground floor parking area
iii | Ramp area at all levels & at locations wherever directed by EIC |  |  | Sqm | 1034 | [5 empty] | 0 | 1034 | #ERROR! | #ERROR! | VDF - 1,033.72 Sqm
0
J 3 | Over and above Item for cutting grooves (at every 4 m or as specified by EIC) of size 5 mm/6mm x 10 mm at control joints & at all locations indicated by EIC and filling the grooves with polymer based Sealant (Colpor - 200 from Fosroc chemicals or equivalent) Location : Parking area VDF flooring & at locations wherever directed by EIC. | [12 empty] | 0
i | Location : Basement-2 Parking area (excluding lobby & service area) & at locations wherever directed by EIC |  |  | Rmt | 5125 | 442 |  |  |  |  | 0 | 5567 | #ERROR! | #ERROR! | Grooves at 4m center to center
ii | Location : Basement-1 Parking area (excluding lobby & service area) & at locations wherever directed by EIC |  |  | Rmt | 5125 | [5 empty] | 0 | 5125 | #ERROR! | #ERROR! | Grooves at 4m center to center
iii | Location : Stilt Parking area (excluding lobby & service area) & at locations wherever directed by EIC |  |  | Rmt | 486 | [5 empty] | 0 | 486 | #ERROR! | #ERROR! | Ground floor parking area
0
J 4 | Providing & Laying M20 grade concrete flooring laid in alternate panels of size as indicated by EIC, including preparation of base surface, side forms as required, consolidating, curing etc. complete, as per standard specifications/ approved drawings and as directed by engineer - in - charge. | [12 empty] | 0
a | Location : Utility Room, Service Provider, Pump Room - STP & UG, LMR room screed concrete flooring & at locations wherever directed by EIC. | [12 empty] | 0
i | Basement-2 to Basement-1 |  |  | Cum | 65 | 0 |  |  |  |  | 0 | 65 | #ERROR! | #ERROR! | Considered screed of 100mm thick Fire Pump room - 122.42 Sqm PHE Pump room - 82.25 Sqm STP Pump room - 104.04 Sqm
ii | Stilt to Terrace floor |  |  | Cum |  |  | 39 | 57 | 66 |  | 162 | 162 | #ERROR! | #ERROR! | Conside the Service room flooring
0
J 5 | Extra over above item no. J 4, for providing power trowelling / mechanical float for concrete surface as per standard specifications and as directed by engineer in-charge Location : Utility Room, Service Provider, Pump Room - STP & UG, LMR room screed concrete flooring & at locations wherever directed by EIC. |  |  | Sqm | 309 | [5 empty] | 0 | 309 | #ERROR! | #ERROR! | Power Trowelling Fire Pump room - 122.42 Sqm PHE Pump room - 82.25 Sqm STP Pump room - 104.04 Sqm
0
J 6 | Providing, laying and fixing of 40mmx5mm Glass Strip for concrete Flooring set in mortar supports 75 mm x75 mm in CM 1:4 at required intervals, laid in concrete flooring at 3.5 m C/C both ways and part thereof or not more than 12sqm of panel area or as directed by EIC. Location: Service areas at all levels & at locations wherever directed by EIC. |  |  | Rmt | 146 | [5 empty] | 0 | 146 | 80 | 11680 | Fire Pump room - 122.42 Sqm PHE Pump room - 82.25 Sqm STP Pump room - 104.04 Sqm
J 7 | Extra over for providing and mixing Graded fibrillated 100% virgin polypropylene fibres in concrete at the rate of 0.90 kg/ cum as per manufacturers specifications. Fibre mesh- MD Supplied by Recron 3S or Equivalent. |  |  | Kg | 2075 | 84 |  |  |  |  | 0 | 2159 | 424 | 915416 | Considered 0.90 kg/cum for screed
J 8 | Providing & Applying Hack - Aid Plast/ approved equivalent bonding construction chemical on RCC surface to receive SCREED /GRANO flooring including thoroughly cleaning the surface to remove all the dead mortar, laitance etc., as per manufacturer's specification/ detailed drawings and as directed by Engineer - in charge. |  |  | Sqm | 500 | [5 empty] | 0 | 500 | 81 | 40500 | Considered the screed area
J 9 | Over and above M20 concrete for flooring, for cutting grooves in ramps & at all locations indicated by EIC and complete as per directions of EIC. Location :Ramps & at locations wherever directed by EIC | [12 empty] | 0
i | Groove size - 50mm wide x 30mm deep drainage groove along the centre of ramp |  |  | Rmt | 184 | 0 |  |  |  |  | 0 | 184 | #ERROR! | #ERROR! | Along the centre of ramp
ii | Groove size - 50mm wide x 20-25mm deep groove @ 1m c/c along the width of ramp |  |  | Rmt | 1008 | 0 |  |  |  |  | 0 | 1008 | #ERROR! | #ERROR! | Along the width of ramp
| SUB TOTAL CONCRETE FLOORING WORKS | [12 empty] | 967596
K | JOINERY WORKS
K1 | WOODEN DOORS
| PREMABLE FOR WOODEN DOORS (Item No. 1 - 8) | [13 empty] | Line item specifcations & rates updated as PO issued for mock up unit for B.Lumina. PO Nos: For Frames & Shutters : 4500064074: M/s. Doors & More Wood products For Hardwares : 4500063890: M/s. Dorset Industries Private Limited 4500063959: M/s. PAG INTERNATIONAL PVT LTD POs shared by Purchase Team: Mr. Panduranga K & Ms. Nandhana . Ref mail dated 26.5.25
A. Timber for frames will be KILN dried & moisture level to be maintained at 12% to 14%
B. Following tests to be performed on doors in line with IS 4020 (Part-1):1999 & test reports to be furnished.
(a). Dimensional Tolerances, (b). General Flatness, Twist, Curving and Warping
(c). Local Planeness test and Depth of Deviation, (d). Glue Adhesion Test
(e). Knife Test, (f). Impact and Depth of Indentation, (g). Slamming Test
(h). Flexure (deflection after loading and deflection after removal of loading)
(i). Shock resistance (soft and light impact, soft and heavy impact)
(j). Buckling (deflection after loading and after removal of loading)
(k). Edge loading (deflection after loading and after removal of loading)
(l). Screw Withdrawal length, (m). Humidity Test
K 1.1 | Providing stacking, storing & Fixing of African Teak wood frame of single Rebate of approved section 110mm x 55mm for main Doors ( No.of pieces :4 nos including threshold) as per the specifications and drawings. Door frame shall be bitumen painted / antitermite treatment done on to the surface of frame abutting the masonry wall and fixed with 8 mm thick PU foam chemicals of approved make as per manufactures specification and 4 nos of 8mm dia 100mm long anchor fasteners including drilling, finishing the countersunk with suitable filling material etc. complete at all levels. Item includes providing and fixing architrave of size 40x10mm on the outer side & 30x10mm on the inner side of the door using teakwood of profile as shown in the drawing. Also providing and applying two coats of Natural PU lacquer Polish to the frames including for beading of approved brand and shade on new works including surface preparation and one coat of wood filler for wooden surfaces, at all levels & heights, including all leads & lifts of materials, etc., complete all as per directions of EIC. Wall Paneling: As per wall thickness and project requirement. Consider Basic rate of Door frame: Rs.13,653/No (for wooden frame including PU lacquer polish, beading but excluding PU foam, anchor bolts & anti termite treatment). Flat Entrance Door / Main Door : 1050x2100mm (D1) |  |  | Nos |  |  | 155 | 155 | 131 |  | 441 | 441 | #ERROR! | #ERROR! | With Threshold - 4 nos
K 1.2 | Providing, stacking, storing & fixing of Engineered and treated Steam beach Hard wood frame of single Rebate of approved section 90mm x 40mm without threshold (3 pieces) for following Doors as per the specifications and drawings. Door frame shall be bitumen painted / antitermite treatment done on to the surface of frame abutting the masonry wall and fixed with 8 mm thick PU foam chemicals of approved make as per manufactures specification and 6 nos of 8mm dia 100mm long anchor fasteners including drilling, finishing the countersunk with suitable filling material etc. complete at all levels at all levels. Item includes providing and fixing architrave of size 40x10mm on the outer side & 30x10mm on the inner side using engineered & treated hard wood of profile as shown in the drawing.Providing and applying with two coats of Natural PU lacquer Polish of approved make & shade to the frames including for beading including surface preparation and one coat of wood filler for wooden surfaces, at all levels & heights, including all leads & lifts of materials, etc., complete all as per directions of EIC. Wall Paneling: As per wall thickness and project requirement. Consider Basic rate of Frame: Rs. 6,830/No (for wooden frame including PU lacquer polish but excluding PU foam, anchor bolts & anti termite treatment). Bed Room Door: 900x2100mm (D2) |  |  | Nos |  |  | 310 | 468 | 389 |  | 1167 | 1167 | #ERROR! | #ERROR! | Without Threshold -3 nos
| Same as above for Club house Door - 1300x2200mm (D1322) |  |  | Nos | [5 empty] | 0 | 0 | RO |  | 0 | Club house
| Same as above for Club house Door - 1200x2200mm (D1222) |  |  | Nos | [5 empty] | 0 | 0 | RO |  | 0 | Club house
| Same as above for Club house Door - 1500x2400mm (D1524) |  |  | Nos | [5 empty] | 0 | 0 | RO |  | 0 | Club house
| Same as above for Club house Door - 1000x2200mm |  |  | Nos | [5 empty] | 0 | 0 | RO |  | 0 | Club house
| Same as above for Club house Door - 1500x2200mm |  |  | Nos | [5 empty] | 0 | 0 | RO |  | 0 | Club house
| Same as above for Club house Door - 1200x2200mm |  |  | Nos | [5 empty] | 0 | 0 | RO |  | 0 | Club house
| Same as above for Club house Door - 1500x2100mm |  |  | Nos | [5 empty] | 0 | 0 | RO |  | 0 | Club house
K 1.3 | Providing, stacking, storing & fixing of Engineered and treated Steam beach Hard wood frame of single Rebate of approved section 90mm x 40mm without threshold (3 pieces) for following Doors as per the specifications and drawings. Door frame shall be bitumen painted / antitermite treatment done on to the surface of frame abutting the masonry wall and fixed with 8 mm thick PU foam chemicals of approved make as per manufactures specification and 6 nos of 8mm dia 100mm long anchor fasteners including drilling, finishing the countersunk with suitable filling material etc. complete at all levels. Item includes providing and fixing architrave of size 40x10mm on the outer side & 30x10mm on the inner side of the door using engineered & treated hard wood of profile as shown in the drawing. Providing and applying with two coats of white PU Polish of approved make & shade to the frames including for beading including surface preparation and one coat of wood filler for wooden surfaces, at all levels & heights, including all leads & lifts of materials, etc., complete all as per directions of EIC. PU Polish / Pu paint for Architrave Consider Basic rate of Frame: Rs. 6726/No (for wooden frame including PU paint but excluding PU foam, anchor bolts & anti termite treatment). Toilet Door & Maids toilet door : 800x2100mm (D3) |  |  | Nos |  |  | 310 | 307 | 389 |  | 1006 | 1006 | #ERROR! | #ERROR! | Without Threshold -3 nos
| Same as above for Club house Door - 850x2200mm |  |  | Nos | [5 empty] | 8 | 0 | RO |  | 0 | Club house
K 1.4 | Providing stacking, storing & Fixing designer 40mm thk Solid Flush designer shutter with both Side Natural Teak Veneer with Horizontal Grains & Vertical / Horizontal Grooves on both sides of approved make & design for Entrance door Including sizing of doors, including providing & fixing of hardware fittings complete as shown in drawings at all levels with following specification. a. Infill: Densified particle board / Solid Particle Board b. Internal Frame Size on all sides of the infill: Stile, Rails & Intermediate Rail: 60mm Width & 40mm Thick seasoned Pine/ Spruce wood should be used as per IS2202. c. Internal Frame Timber: Kiln Dried Spruce/Pine Wood or Equivalent as per IS2202 d. Lock Rail Size in mm : 450 mm length x 50 mm wide, at centre of the stile. e. Lock Rail Timber: Kiln Dried Spruce/Pine Wood or Equivalent as per IS2202 f. Core Surface Material: Plywood. g. Core Surface Material thickness: Min of 2mm thick h. Top Surface Material: Walnut/ Sapeli/ Teak Veneer or equivalent. i. Veneer thickness in mm: 0.35mm thk j. Pressing: Hot pressing. Also providing and Applying two coats of Natural PU lacquer Polish of approved brand and shade including four sides finished with PVC banding matching the door colour & one coat of wood filler for door shutter, at all levels including all leads & lifts of materials, etc., complete all as per directions of EIC.. Shutter size: Suitable size for Flat Entrance Door / Main Door : 1050x2100mm (D) Consider Basic rate of Door shutter: Rs 9,349/No (including PU lacquer polish). Consider the basic rate of hardware fixtures : Rs 2213 per door. |  |  | Nos |  |  | 155 | 155 | 131 |  | 441 | 441 | #ERROR! | #ERROR! | Flat Entrance door
| Same as above for Club house Main Door - 1733x2200mm (D1322) |  |  | Nos | [5 empty] | 0 | 0 | RO |  | 0 | Club house
K 1.5 | Providing, stacking, storing & Fixing Flush shutter of 32 mm thk with both sides laminate- AMA 100 or as per approved sample of approved make & design, including sizing of doors including providing & fixing of hardware fittings complete as shown in drawings at all levels with following specification. a. Infill: Densified Particle Board / SolidParticle Board b. Internal Frame Size on all sides of the infill: Stile, Rails & Intermediate Rail: 60mm Width & 35mm Thick seasoned Pine/ Spruce wood should be used as per IS2202 c. Internal Frame Timber: Kiln Dried Spruce/Pine Wood or Equivalent as per IS2202 d. Lock Rail Size in mm : 450 mm length x 50 mm wide, at centre of the stile. e. Lock Rail Timber: Kiln Dried Spruce/Pine Wood or Equivalent as per IS2202 f. Top Surface Material: Min of 0.8/1.0mm thk laminate or equivalent. g. Finish: laminate finish; Hot pressing h. four sides are with PVC edge banding matching with door colour Providing and applying with two coats of Natural PU lacquer Polish of approved make & shade and laminate finish for door shutter including preparation of surfaces & four sides finished with PVC edge banding matching with door colour etc. complete as per specifications at all levels including all leads & lifts of materials, etc., all as per directions of EIC. Shutter size: Suitable size for Bed Room Door: 900x2100mm (D1) Consider Basic rate of Door shutter: Rs 5224/No (Including painting). Consider the basic rate of hardware fixtures : Rs 1,710 per door. |  |  | Nos |  |  | 310 | 468 | 389 |  | 1167 | 1167 | #ERROR! | #ERROR! | Bedroom doors
| Same as above for Club house Door - 1300x2200mm (D1322) |  |  | Nos | [5 empty] | 0 | 0 | RO |  | 0 | Club house
| Same as above for Club house Door - 1200x2200mm (D1222) |  |  | Nos | [5 empty] | 0 | 0 | RO |  | 0 | Club house
| Same as above for Club house Door - 1500x2400mm (D1524) |  |  | Nos | [5 empty] | 0 | 0 | RO |  | 0 | Club house
| Same as above for Club house Door - 1000x2200mm |  |  | Nos | [5 empty] | 0 | 0 | RO |  | 0 | Club house
| Same as above for Club house Door - 1500x2200mm |  |  | Nos | [5 empty] | 0 | 0 | RO |  | 0 | Club house
| Same as above for Club house Door - 1200x2200mm |  |  | Nos | [5 empty] | 0 | 0 | RO |  | 0 | Club house
| Same as above for Club house Door - 1500x2100mm |  |  | Nos | [5 empty] | 0 | 0 | RO |  | 0 | Club house
K 1.6 | Providing stacking, storing & Fixing of 32mm thick Waterproof flush shutter with both side Laminate - AMA 100 or as per approved sample & including providing & fixing hardware fittings complete as shown in drawings at all levels with following specification at all levels including all leads & lifts of materials, etc., complete all as per directions of EIC. a. Infill: Densified Particle Board/tubular Particle Board b. Internal Frame Size on all sides of the infill: Stile, Rails & Intermediate Rail: 60mm Width & 35mm Thick seasoned Pine/ Spruce wood should be used as per IS2202. c. Internal Frame Timber: Kiln Dried Spruce/Pine Wood or Equivalent as per IS2202. d. Lock Rail Size in mm : 450 mm length x 50 mm wide, at centre of the stile. e. Lock Rail Timber: Kiln Dried Spruce/Pine Wood or Equivalent as per IS2202. f. Surface material: Plywood g. Laminate Finish h. Top Surface Material: Laminate. i. Top surface thickness: 0.8mm / 1.0mm j. Pressing: Hot pressing Providing and applying with two coats of Natural PU lacquer Polish of approved make & shade and laminate finish for door shutter including preparation of surfaces & four sides finished with PVC edge banding matching with door colour etc. complete as per specifications at all levels including all leads & lifts of materials, etc., all as per directions of EIC. Shutter size: Suitable size for Toilet Door : 800x2100mm (D3). Consider Basic rate of Door shutter: Rs 4924/No (excluding painting). Consider the basic rate of hardware fixtures : Rs 1,690 per door. |  |  | Nos |  |  | 310 | 307 | 389 |  | 1006 | 1006 | #ERROR! | #ERROR! | Toilet Doors
| Same as above for Club house Door - 850x2200mm |  |  | Nos | [5 empty] | 4 | 0 | RO |  | 0 | Club house
| Providing and applying approved make white colour Silicon sealant of average 5 mm thick, for door frames /architraves and wall junction on the frontside or backside or on both sides of the doors, as directed by EIC. |  |  | Rmt |  |  | 789 | 944 | 924 |  | 2657 | 2657 | #ERROR! | #ERROR! | As per BEL instruction considered 3 sides of the door at 20%
| SUB TOTAL - WOODEN DOORS | [12 empty] | 0
K2 | FIRE RATED DOORS
1 | Providing and fixing in position two hour fire rated Steel Doors of approved make and size to suit finish plastered wall openings of size as per the detail drawings and as per specifications indicated below Door Frames shall be manufactured from galvanised steel confirming to IS 277 . Frame to have reinforced 3mm hinge plate with ANSI approved pattern. The hinge plate shall have predrilled holes and to be fixed with Dorma/ Hager or approved equivalent make stainless steel ball bearing butt hinge of approved size as per the detail drawings. All preparations to fix the required hardware at site shall be pre-punched at factory as per the manufacturers specifications adhering to detail drawings and based on the approved make of hardware. All reinforcements used shall be manufactured from Galvanised Steel. Door shutters (Single or Double) shall be manufactured from Galvanised Steel of specified thickness confirming to IS 277 and shutter shall be of approved thickness with glass fixed vision panel or Louvers if required as per the detail drawings. Location: Lower basement to terrace level. Note: (i) If concrete fill for door frame is done as per directions of EIC, concrete will be measured & paid under PCC M10 item of work. (ii) Rate to include for anchor bolts to fix the door frame. For single shutter door frame 6nos of anchor bolts of suitable dia & length as per manufacturer specification. And for double shutter door frame, 8 no's of anchor bolts of suitable dia & length as per manufacturer specification.
Fire rating: 120 minutes
Type: as indicated below
Frame size:143 mm x57 mm with bending radius of maximum 1.4mm (+ / - 0.1 mm)
Frame sheet thickness :1.6 mm
Shutter thickness: 48 mm
Shutter sheet thickness : 1.0 mm
Rebate : Single rebate
Colour & finish: As approved RAL colour shade
The infill material for shutters shall be honeycomb Kraft paper and shall be lock seamed at stile edges with no visible fasteners and welding. All shutters to have hinge preparations on both stile edges except strike and lock shutters. Door frames and shutters shall be premiered with self-etching Zinc Phosphate stoving primer of 35 DFT as per the manufacturers specifications adhering to detail drawings and Architects approval. Door frames and shutters to be finished with UV stabilized polyurethane stoving paint to 35 DFT as per the manufacturers specifications adhering to detail drawings and Architects approval. Individual frames members and door shutters to be protected with Co-extruded PE film, with low tack adhesive. PE film proposed shall be of minimum 55-micron thick, abrasion resistant and with 6 months UV resistance Capability. (Manufacturers Test Report to be submitted for the same) and placed in individual sealed cardboard boxes of adequate thickness as per manufacturers specifications to avoid damage in transit and storage at site. Frames to be assembled at site with aid of roofing bolts. Door Frames and shutters to be suitably packed in cardboard boxes made of adequate thickness as per manufacturers specifications for safe storage at site. This also includes providing, storage and fixing the hardware like hinges, Locks etc. complete as per the detail drawings.
K 2.1 | Door frame & Single leaf shutter of size FD5 - 1100mm x 2100mm or shaft doors of any other size Location : Staircase door at all levels & at locations wherever directed by EIC
a | Door frame & shutter |  |  | Sqm |  |  | 155 | 151 | 195 |  | 501 | 501 | 3500 | 1753500 | Door name changed FD5 to FD
b | Door Closer "DORMA" TS "68" with standard arm (EN 2-4) |  |  | Nos |  |  | 67 | 65 | 84 |  | 216 | 216 | 1735 | 374760 | Consider 01 nos per door
c | Panic bar of DORMA / HAGER or Equivalent - Single point locking |  |  | Nos |  |  | 67 | 65 | 84 |  | 216 | 216 | 5500 | 1188000 | Consider 01 nos per door
d | Vision panel with 10mm thk fire rated glass of size 200mm x 300mm |  |  | Nos |  |  | 67 | 65 | 84 |  | 216 | 216 | 3570 | 771120 | Consider 01 nos per door
e | External trim lock with latch |  |  | Nos |  |  | 67 | 65 | 84 |  | 216 | 216 | 7055 | 1523880 | Consider 01 nos per door
f | Ball bearing hinges SS 304 grade -DORMA/HAGER or Equivalent - 4"x3"x3mm |  |  | Nos |  |  | 268 | 260 | 336 |  | 864 | 864 | 250 | 216000 | Consider 04 nos per door
g | Concealed tower bolt of length - 8" |  |  | Nos |  |  | 67 | 65 | 84 |  | 216 | 216 | 500 | 108000 | Consider 01 nos per door
h | Locks - Dead lock |  |  | Nos |  |  | 67 | 65 | 84 |  | 216 | 216 | 2500 | 540000 | Consider 01 nos per door
i | Door handle - 12" length SS 304 grade |  |  | Nos |  |  | 67 | 65 | 84 |  | 216 | 216 | 500 | 108000 | Consider 01 nos per door
0
K 2.2 | Door frame & Single leaf shutter of size FD1 - 900mm x 1500mm or shaft doors of any other size Location : Shaft door at all levels & at locations wherever directed by EIC
a | Door frame & shutter |  |  | Sqm |  |  | 30 | 63 | 34 |  | 127 | 127 | 3500 | 444500
b | Door Closer "DORMA" TS "68" with standard arm (EN 2-4) |  |  | Nos |  |  | 22 | 46 | 25 |  | 93 | 93 | 1735 | 161355 | Consider 01 nos per door
c | Panic bar of DORMA / HAGER or Equivalent - Single point locking |  |  | Nos |  |  | 22 | 46 | 25 |  | 93 | 93 | 5500 | 511500 | Consider 01 nos per door
d | Vision panel with 10mm thk fire rated glass of size 200mm x 300mm |  |  | Nos |  |  | 22 | 46 | 25 |  | 93 | 93 | 3570 | 332010 | Consider 01 nos per door
e | External trim lock with latch |  |  | Nos |  |  | 22 | 46 | 25 |  | 93 | 93 | 7055 | 656115 | Consider 01 nos per door
f | Ball bearing hinges SS 304 grade -DORMA/HAGER or Equivalent - 4"x3"x3mm |  |  | Nos |  |  | 88 | 184 | 100 |  | 372 | 372 | 250 | 93000 | Consider 04 nos per door
g | Concealed tower bolt of length - 8" |  |  | Nos |  |  | 22 | 46 | 25 |  | 93 | 93 | 500 | 46500 | Consider 01 nos per door
h | Locks - Dead lock |  |  | Nos |  |  | 22 | 46 | 25 |  | 93 | 93 | 2500 | 232500 | Consider 01 nos per door
i | Door handle - 12" length SS 304 grade |  |  | Nos |  |  | 22 | 46 | 25 |  | 93 | 93 | 500 | 46500 | Consider 01 nos per door
0
K 2.3 | Door frame & Double leaf shutter of size S1 : 2000mm x 2400mm or shaft doors of any other size Location : Basement Pump room door at all levels & at locations wherever directed by EIC | [12 empty] | 0
a | Door frame & shutter |  |  | Sqm | 15 | [5 empty] | 0 | 15 | 3500 | 52500
b | Door Closer "DORMA" TS "68" with standard arm (EN 2-4) |  |  | Nos | 3 | [5 empty] | 0 | 3 | 1735 | 5205 | Consider 01 nos per door
c | Panic bar of DORMA / HAGER or Equivalent - 3 point locking system |  |  | Nos | 3 | [5 empty] | 0 | 3 | 5500 | 16500 | Consider 01 nos per door
d | Vision panel with 10mm thk fire rated glass of size 200mm x 300mm |  |  | Nos | 3 | [5 empty] | 0 | 3 | 3570 | 10710 | Consider 01 nos per door
e | External trim lock with latch |  |  | Nos | 3 | [5 empty] | 0 | 3 | 7055 | 21165 | Consider 01 nos per door
f | Ball bearing hinges SS 304 grade -DORMA/HAGER or Equivalent - 4"x3"x3mm |  |  | Nos | 24 | [5 empty] | 0 | 24 | 250 | 6000 | Consider 08 nos per door
g | Concealed tower bolt of length - 8" |  |  | Nos | 3 | [5 empty] | 0 | 3 | 500 | 1500 | Consider 01 nos per door
h | Locks - Dead lock |  |  | Nos | 3 | [5 empty] | 0 | 3 | 2500 | 7500 | Consider 01 nos per door
i | Door handle - 12" length SS 304 grade |  |  | Nos | 3 | [5 empty] | 0 | 3 | 500 | 1500 | Consider 01 nos per door
0
K 2.4 | Door frame & Single leaf shutter of size - FD3 :1050mm x 2100mm or shaft doors of any other size Location : Fire control Room,at all levels & at locations wherever directed by EIC | [12 empty] | 0
a | Door frame & shutter |  |  | Sqm |  |  | 3 | 3 | 3 |  | 9 | 9 | 3500 | 31500 | Door size Changed from 750x1800 mm to 1500x2100mm
b | Door Closer "DORMA" TS "68" with standard arm (EN 2-4) |  |  | Nos |  |  | 1 | 1 | 1 |  | 3 | 3 | 1735 | 5205 | Consider 01 nos per door
c | Panic bar of DORMA / HAGER or Equivalent - Single point locking |  |  | Nos |  |  | 1 | 1 | 1 |  | 3 | 3 | 5500 | 16500 | Consider 01 nos per door
d | Vision panel with 10mm thk fire rated glass of size 200mm x 300mm |  |  | Nos |  |  | 1 | 1 | 1 |  | 3 | 3 | 3570 | 10710 | Consider 01 nos per door
e | External trim lock with latch |  |  | Nos |  |  | 1 | 1 | 1 |  | 3 | 3 | 7055 | 21165 | Consider 01 nos per door
f | Ball bearing hinges SS 304 grade -DORMA/HAGER or Equivalent - 4"x3"x3mm |  |  | Nos |  |  | 4 | 4 | 4 |  | 12 | 12 | 250 | 3000 | Consider 04 nos per door
g | Concealed tower bolt of length - 8" |  |  | Nos |  |  | 1 | 1 | 1 |  | 3 | 3 | 500 | 1500 | Consider 01 nos per door
h | Locks - Dead lock |  |  | Nos |  |  | 1 | 1 | 1 |  | 3 | 3 | 2500 | 7500 | Consider 01 nos per door
i | Door handle - 12" length SS 304 grade |  |  | Nos |  |  | 1 | 1 | 1 |  | 3 | 3 | 500 | 1500 | Consider 01 nos per door
0
K 2.4 | Door frame & Single leaf shutter of size - FD2 :1500mm x 2100mm or shaft doors of any other size Location : Elec room,at all levels & at locations wherever directed by EIC | [12 empty] | 0
a | Door frame & shutter |  |  | Sqm |  |  | 7 | 7 | 7 |  | 21 | 21 | 3500 | 73500 | Door size Changed from 750x1800 mm to 1500x2100mm
b | Door Closer "DORMA" TS "68" with standard arm (EN 2-4) |  |  | Nos |  |  | 2 | 2 | 2 |  | 6 | 6 | 1735 | 10410 | Consider 01 nos per door
c | Panic bar of DORMA / HAGER or Equivalent - Single point locking |  |  | Nos |  |  | 2 | 2 | 2 |  | 6 | 6 | 5500 | 33000 | Consider 01 nos per door
d | Vision panel with 10mm thk fire rated glass of size 200mm x 300mm |  |  | Nos |  |  | 2 | 2 | 2 |  | 6 | 6 | 3570 | 21420 | Consider 01 nos per door
e | External trim lock with latch |  |  | Nos |  |  | 2 | 2 | 2 |  | 6 | 6 | 7055 | 42330 | Consider 01 nos per door
f | Ball bearing hinges SS 304 grade -DORMA/HAGER or Equivalent - 4"x3"x3mm |  |  | Nos |  |  | 8 | 8 | 8 |  | 24 | 24 | 250 | 6000 | Consider 04 nos per door
g | Concealed tower bolt of length - 8" |  |  | Nos |  |  | 2 | 2 | 2 |  | 6 | 6 | 500 | 3000 | Consider 01 nos per door
h | Locks - Dead lock |  |  | Nos |  |  | 2 | 2 | 2 |  | 6 | 6 | 2500 | 15000 | Consider 01 nos per door
i | Door handle - 12" length SS 304 grade |  |  | Nos |  |  | 2 | 2 | 2 |  | 6 | 6 | 500 | 3000 | Consider 01 nos per door
0
K 2.5 | Door frame & Double leaf shutter of size D3 : 900mm x 2000mm or shaft doors of any other size Location : Electrical Shaft door at all levels & at locations wherever directed by EIC | [12 empty] | 0
a | Door frame & shutter |  |  | Sqm |  |  | 40 | 40 | 49 |  | 129 | 129 | 3500 | 451500
b | Door Closer "DORMA" TS "68" with standard arm (EN 2-4) |  |  | Nos |  |  | 22 | 22 | 27 |  | 71 | 71 | 1735 | 123185 | Consider 01 nos per door
c | Panic bar of DORMA / HAGER or Equivalent - 3 point locking system |  |  | Nos |  |  | 22 | 22 | 27 |  | 71 | 71 | 5500 | 390500 | Consider 01 nos per door
d | Vision panel with 10mm thk fire rated glass of size 200mm x 300mm |  |  | Nos |  |  | 22 | 22 | 27 |  | 71 | 71 | 3570 | 253470 | Consider 01 nos per door
e | External trim lock with latch |  |  | Nos |  |  | 22 | 22 | 27 |  | 71 | 71 | 7055 | 500905 | Consider 01 nos per door
f | Ball bearing hinges SS 304 grade -DORMA/HAGER or Equivalent - 4"x3"x3mm |  |  | Nos |  |  | 88 | 88 | 108 |  | 284 | 284 | 250 | 71000 | Consider 04 nos per door
g | Concealed tower bolt of length - 8" |  |  | Nos |  |  | 22 | 22 | 27 |  | 71 | 71 | 500 | 35500 | Consider 01 nos per door
h | Locks - Dead lock |  |  | Nos |  |  | 22 | 22 | 27 |  | 71 | 71 | 2500 | 177500 | Consider 01 nos per door
i | Door handle - 12" length SS 304 grade |  |  | Nos |  |  | 22 | 22 | 27 |  | 71 | 71 | 500 | 35500 | Consider 01 nos per door
0
K 2.5 | Door frame & Double leaf shutter of size D4 : 750mm x 1200mm or shaft doors of any other size Location : Comm Shaft door at all levels & at locations wherever directed by EIC | [12 empty] | 0
a | Door frame & shutter |  |  | Sqm |  |  | 20 | 20 | 22 |  | 62 | 62 | 3500 | 217000
b | Door Closer "DORMA" TS "68" with standard arm (EN 2-4) |  |  | Nos |  |  | 22 | 22 | 24 |  | 68 | 68 | 1735 | 117980 | Consider 01 nos per door
c | Panic bar of DORMA / HAGER or Equivalent - 3 point locking system |  |  | Nos |  |  | 22 | 22 | 24 |  | 68 | 68 | 5500 | 374000 | Consider 01 nos per door
d | Vision panel with 10mm thk fire rated glass of size 200mm x 300mm |  |  | Nos |  |  | 22 | 22 | 24 |  | 68 | 68 | 3570 | 242760 | Consider 01 nos per door
e | External trim lock with latch |  |  | Nos |  |  | 22 | 22 | 24 |  | 68 | 68 | 7055 | 479740 | Consider 01 nos per door
f | Ball bearing hinges SS 304 grade -DORMA/HAGER or Equivalent - 4"x3"x3mm |  |  | Nos |  |  | 88 | 88 | 96 |  | 272 | 272 | 250 | 68000 | Consider 04 nos per door
g | Concealed tower bolt of length - 8" |  |  | Nos |  |  | 22 | 22 | 24 |  | 68 | 68 | 500 | 34000 | Consider 01 nos per door
h | Locks - Dead lock |  |  | Nos |  |  | 22 | 22 | 24 |  | 68 | 68 | 2500 | 170000 | Consider 01 nos per door
i | Door handle - 12" length SS 304 grade |  |  | Nos |  |  | 22 | 22 | 24 |  | 68 | 68 | 500 | 34000 | Consider 01 nos per door
0
K 2.4 | Door frame & Double leaf shutter of size FD : 2400mm x 2400mm or shaft doors of any other size Location : DG room door at all levels & at locations wherever directed by EIC | [12 empty] | 0
a | Door frame & shutter |  |  | Sqm | [6 empty] | 0 | RO | 3500 | 0 | Considered rolling shuttering under metal works
b | Door Closer "DORMA" TS "68" with standard arm (EN 2-4) |  |  | Nos | [6 empty] | 0 | RO | 1735 | 0 | Notional qty - 3 nos
c | Panic bar of DORMA / HAGER or Equivalent - 3 point locking system |  |  | Nos | [6 empty] | 0 | RO | 5500 | 0
d | Vision panel with 10mm thk fire rated glass of size 200mm x 300mm |  |  | Nos | [6 empty] | 0 | RO | 3570 | 0
e | External trim lock with latch |  |  | Nos | [6 empty] | 0 | RO | 7055 | 0
f | Ball bearing hinges SS 304 grade -DORMA/HAGER or Equivalent - 4"x3"x3mm |  |  | Nos | [6 empty] | 0 | RO | 250 | 0
g | Concealed tower bolt of length - 8" |  |  | Nos | [6 empty] | 0 | RO | 500 | 0
h | Locks - Dead lock |  |  | Nos | [6 empty] | 0 | RO | 2500 | 0
i | Door handle - 12" length SS 304 grade |  |  | Nos | [6 empty] | 0 | RO | 500 | 0
0
| SUB TOTAL - FIRE RATED DOORS | [12 empty] | 13312600
L | MISCELLANEOUS WORKS
L 1 | Supplying, installing, testing and commissioning of R.C.C NP 2 class Hume pipe laid to the required level and gradient & filling tightly collar joints with Hemp & finished to sufficient depth in CM 1 : 3, and filling the excavated trench with approved good quality available earth within site premises, on sides, bottom and top surface of pipe with all leads and lifts, making necessary connections as required etc., complete. ( NOTE : RATE QUOTED TO EXCLUDE COST OF EXCAVATION) | [13 empty] | Considered DWC pipes
i | 150 mm dia. |  |  | Rmt | 10 | 5 | 0 | 0 | 0 |  | 0 | 15 | 972 | 14580 | Considered DWC pipes
ii | 200 mm dia. |  |  | Rmt | 10 | 5 | 0 | 0 | 0 |  | 0 | 15 | 1137 | 17055 | Considered DWC pipes
iii | 300 mm dia. |  |  | Rmt | 10 | 5 | 0 | 0 | 0 |  | 0 | 15 | 1363 | 20445 | Considered DWC pipes
iv | 450 mm dia. |  |  | Rmt | 10 | 5 | 0 | 0 | 0 |  | 0 | 15 | 2237 | 33555 | Considered DWC pipes
v | 600 mm dia |  |  | Rmt | 10 | 5 | 0 | 0 | 0 |  | 0 | 15 | 3257 | 48855 | Considered DWC pipes
0
L 2 | Supplying, installing, testing and commissioning of DWC HDPE pipe-SN8 of approved make laid to the required level and making necessary connections inclusive of all specials like bends, tees, offsets, cleanouts, junctions, necessary lead & lifts, including excavation and backfilling etc.,.Complete as per directions of EIC. Location : Lower basement storm water drain works & at locations wherever directed by EIC
i | 150/180 mm (ID/OD) dia |  |  | Rmt | 513 | [5 empty] | 0 | 513 | #ERROR! | #ERROR! | Basement 02
ii | 200/238 (ID/OD) mm dia |  |  | Rmt | 10 | [5 empty] | 0 | 10 | 1918 | 19180 | Not shown in drawing
iii | 250/289 (ID/OD) mm dia |  |  | Rmt | 10 | [5 empty] | 0 | 10 | 2708 | 27080 | Not shown in drawing
iv | 300/358 (ID/OD) mm dia |  |  | Rmt | 10 | [5 empty] | 0 | 10 | 4297 | 42970 | Not shown in drawing
v | 400/480 (ID/OD) mm dia |  |  | Rmt | 10 | [5 empty] | 0 | 10 | 6701 | 67010 | Not shown in drawing
0
L 3 | Construction of catch basin of following size using 200 mm thick solid concrete block masonry wall in CM 1:6 ( 1 Cement : 6 M-sand) over a bed of 150 mm thick PCC 1 : 4 : 8 using M-sand including necessary benching & channelling, internal walls shall be plastered smooth in CM 1:3( 1 Cement : 3 M-sand) and external walls plastered CM 1:3 ( 1 Cement : 3 M-sand) with sponge finish also providing and fixing of PVC rungs at suitable intervals as shown in dwg. Rate to include for providing & fixing of Pre cast RCC cover of approved manufacturers like M/s.Everest /DM precast (or) equivalent. The top surface of the catch basin grating shall be flushed to the flooring level and making suitable outlet arrangement to lateral drain with necessary excavation, back filling with the selected earth. with all leads and lifts etc., complete. | [12 empty] | 0
a | 450 mm x 450 mm clear & Depth up to 600 mm - Precast cover of Light duty. |  |  | Each | 5 | [5 empty] | 0 | 5 | #ERROR! | #ERROR! | Not shown in drawing, Notional qty considered
a1 | 450 mm x 450 mm clear & Depth up to 600 mm - Precast cover of Medium duty. |  |  | Each | 26 | [5 empty] | 0 | 26 | #ERROR! | #ERROR! | Item added - due to vehical movemnet considered medium duty
b | 450 mm x 450 mm clear & Depth up to 750 mm - Precast cover of Light duty. |  |  | Each | 2 | [5 empty] | 0 | 2 | #ERROR! | #ERROR! | Not shown in drawing, Notional qty considered
c | 600 mm x 600 mm clear & Depth up to 600 mm - Precast cover of Medium duty. |  |  | Each | 2 | [5 empty] | 0 | 2 | #ERROR! | #ERROR! | Not shown in drawing, Notional qty considered
d | 600 mm x 600 mm clear & Depth up to 750 mm - Precast cover of Medium duty. |  |  | Each | 18 | [5 empty] | 0 | 18 | #ERROR! | #ERROR!
e | 600 mm x 600 mm clear & Depth up to 900 mm - Precast cover of Medium duty. |  |  | Each | 11 | [5 empty] | 0 | 11 | #ERROR! | #ERROR!
f | Same as above item but with 600 mm x 600 mm clear & depth of 1200 mm- Precast cover of Medium duty. |  |  | Each | 1 | [5 empty] | 0 | 1 | #ERROR! | #ERROR! | Not shown in drawing, Notional qty considered
g | 750 mm x 750 mm clear & Depth up to 1500 mm - Precast cover of Medium duty. |  |  | Each | 1 | [5 empty] | 0 | 1 | #ERROR! | #ERROR! | Not shown in drawing, Notional qty considered
g | 900 mm x 900 mm clear & Depth up to 1200 mm - Precast cover of Medium duty. |  |  | Each | 1 | [5 empty] | 0 | 1 | #ERROR! | #ERROR! | Not shown in drawing, Notional qty considered
0
L 4 | Providing, placing and fixing in position PVC board of following thickness of supreme make - CAPCELL HD 100 of 100 kg/cum density at all expansion joints and separation joints at all levels and wherever specified to the required sizes, shapes, etc., complete | [12 empty] | 0
(i) | 25 mm thick |  |  | sqm | [6 empty] | 0 | RO | #ERROR! | 0 | Not shown in drawing
(ii) | 50 mm thick |  |  | sqm | 163 | [5 empty] | 0 | 163 | #ERROR! | #ERROR! | 95.92 Sqm - (BF 02 columns & BF 01 Roof) 96.92 Sqm - (BF 01 columns & GF Roof)
(iii) | 75 mm thick Mode of Measurement : To be measured as one Surface area and NOT in multiples of board thickness. |  |  | sqm | [6 empty] | 0 | RO | #ERROR! | 0 | Not shown in drawing
(iv) | 150 mm thick |  |  | sqm | 251 | [5 empty] | 0 | 251 | #ERROR! | #ERROR! | 18.6 Sqm - (BF 02 columns & BF 01 Roof) 18.6 Sqm - (BF 01 columns & GF Roof)
(v) | 100mm thick Mode of Measurement : To be measured as one Surface area and NOT in multiples of board thickness. |  |  | sqm | [6 empty] | 0 | RO | #ERROR! | 0 | Not shown in drawing
0
L 6 | Supply, fabrication, fixing, testing and commissioning of GI Class "C" puddle flanged pipes of required sizes for inlet, outlet, vent and overflow pipes. The puddle flanged pipes shall be threaded end up to 80 mm dia and flanged ends above 100 mm dia. All the puddle flanged pipes, plates and fittings shall be galvanized after fabrication as per IS specifications & flanges to be fixed by dummy plate/Cap. | [12 empty] | 0 | All quantities are as per PHE Assumption provided by BEL
A | UG Sump Tank | [12 empty] | 0
| Inlet puddle flanges | [12 empty] | 0
| 300 mm dia |  |  | Each | [6 empty] | 0 | RO |  | 0
| 250mm dia. |  |  | Each | 1 | [5 empty] | 0 | 1 | #ERROR! | #ERROR!
| 200mm dia |  |  | Each | [6 empty] | 0 | RO |  | 0
| 100mm dia |  |  | Each | 4 | [5 empty] | 0 | 4 | #ERROR! | #ERROR!
| 80mm dia |  |  | Each | [6 empty] | 0 | RO |  | 0
| 65mm dia. |  |  | Each | [6 empty] | 0 | RO |  | 0
| 50mm dia. |  |  | Each | [6 empty] | 0 | RO |  | 0
| Outlet puddle flanges | [12 empty] | 0
| 250mm dia |  |  | Each | 2 | [5 empty] | 0 | 2 | #ERROR! | #ERROR!
| 150mm dia |  |  | Each | [6 empty] | 0 | RO |  | 0
| 100mm dia |  |  | Each | 6 | [5 empty] | 0 | 6 | #ERROR! | #ERROR!
| 65mm dia |  |  | Each | [6 empty] | 0 | RO |  | 0
| 50mm dia. |  |  | Each | [6 empty] | 0 | RO |  | 0
| iii) Swan neck bend for Vent pipe with mosquito proof mesh (100mm dia) |  |  | Each | 8 | [5 empty] | 0 | 8 | #ERROR! | #ERROR!
| v) Overflow puddle flanges 100mm dia (Raw & Treated water) |  |  | Each | 2 | [5 empty] | 0 | 2 | #ERROR! | #ERROR!
| vi) Overflow puddle flanges 300mm dia (Terrace Rain water pipe) |  |  | Each | 1 | [5 empty] | 0 | 1 | #ERROR! | #ERROR!
| vii) Sleeves for level controller - 50mm dia |  |  | Each | 3 | [5 empty] | 0 | 3 | #ERROR! | #ERROR!
| viii) Drain pipe puddle flange - 80mm dia |  |  | Each | 4 | [5 empty] | 0 | 4 | #ERROR! | #ERROR!
| ix) Overflow pipe from fire to raw water tank (100 mm dia) |  |  | Each | 3 | [5 empty] | 0 | 3 | #ERROR! | #ERROR!
| Note : All puddle flanges to be hot dip galvanised. | [12 empty] | 0
B | Storm water sump | [12 empty] | 0
| i) Swan neck bend for Vent pipe with mosquito proof mesh(100mm dia) |  |  | Each | 6 | [5 empty] | 0 | 6 | #ERROR! | #ERROR!
| ii) Outlet puddle flanges - 100mm dia |  |  | Each | 3 | [5 empty] | 0 | 3 | #ERROR! | #ERROR!
0
L 7 | Supply, fabrication, fixing, testing and commissioning of GI Class" C "puddle flanged pipes of required sizes for inlet, outlet, vent and overflow pipes . The puddle flanged pipes shall be threaded end up to 80mm dia and flanged ends above 100mm dia. All the puddle flanged pipes, plates and fittings shall be galvanized after fabrication as per IS specifications.: | [12 empty] | 0 | All quantities are as per PHE Assumption provided by BEL
A | Sewage Treatment Plant : | [12 empty] | 0
| Length of Puddle Flange up to 1mt. | [12 empty] | 0
| Approximate Liquid depth = 4.85 m | [12 empty] | 0
| 100mm dia GI puddle flanges for outlet pipe from receiving tank to sequential batch reactor (SBR)tank. |  |  | Each | 1 | [5 empty] | 0 | 1 | #ERROR! | #ERROR!
| 100mm dia GI puddle flanges- sequential batch reactor tank to Decant Tank. |  |  | Each | 1 | [5 empty] | 0 | 1 | #ERROR! | #ERROR!
| 100mm dia GI puddle flanges - Decant tank to Pump room. |  |  | Each | 1 | [5 empty] | 0 | 1 | #ERROR! | #ERROR!
| 100mm dia GI puddle flanges - Pump room to Common Treated water tank . |  |  | Each | 1 | [5 empty] | 0 | 1 | #ERROR! | #ERROR!
| 150mm dia GI puddle flanges- Pump room. |  |  | Each | 1 | [5 empty] | 0 | 1 | #ERROR! | #ERROR!
| 100mm dia GI puddle flanges for HVAC inlet |  |  | Each | 1 | [5 empty] | 0 | 1 | #ERROR! | #ERROR!
| 100mm dia GI puddle flanges for HVAC inlet |  |  | Each | 1 | [5 empty] | 0 | 1 | #ERROR! | #ERROR!
| 100mm dia GI puddle flanges BAG filter inlet |  |  | Each | 1 | [5 empty] | 0 | 1 | #ERROR! | #ERROR!
| Note: All puddle flanges to be hot dip galvanized and both sides fixed with dummy plate. | [12 empty] | 0
0
L 8 | Supply, fabrication, fixing, testing and commissioning of GI Class "C" puddle flanged pipes of required sizes for inlet, outlet, vent and overflow pipes. The puddle flanged pipes shall be threaded end up to 80 mm dia and flanged ends above 100 mm dia. All the puddle flanged pipes, plates and fittings shall be galvanized after fabrication as per IS specifications.: | [12 empty] | 0 | All quantities are as per PHE Assumption provided by BEL
A | Over head tank | [12 empty] | 0
| Length of Puddle Flange upto 1mt. | [12 empty] | 0
| i) Inlet puddle flanges - 150mm dia. |  |  | Each | [6 empty] | 0 | RO | #ERROR! | 0
| 80mm dia |  |  | Each |  |  | 2 | 2 | 2 | 2 | 8 | 8 | #ERROR! | #ERROR!
| 40mm dia. |  |  | Each | [6 empty] | 0 | RO | #ERROR! | 0
| ii) Outlet puddle flanges - 150mm dia |  |  | Each |  |  | 4 | 4 | 4 | 4 | 16 | 16 | #ERROR! | #ERROR!
| 100mm dia |  |  | Each | [6 empty] | 0 | RO | #ERROR! | 0
| 80mm dia |  |  | Each |  |  | 2 | 2 | 2 | 2 | 8 | 8 | #ERROR! | #ERROR!
| 65mm dia |  |  | Each | [6 empty] | 0 | RO | #ERROR! | 0
| 50mm dia |  |  | Each | [6 empty] | 0 | RO | #ERROR! | 0
| iii) Swan neck bend for Vent pipe with mosquito proof mesh (80mm dia) |  |  | Each |  |  | 4 | 4 | 4 | 4 | 16 | 16 | #ERROR! | #ERROR!
| iv) 450mm wide Aluminium step ladder |  |  | Each | [6 empty] | 0 | RO | #ERROR! | 0
| v) Overflow puddle flanges 80mm dia |  |  | Each |  |  | 2 | 2 | 2 | 2 | 8 | 8 | #ERROR! | #ERROR!
| vi) Sleeves for level controller - 50mm dia |  |  | Each |  |  | 2 | 2 | 2 | 2 | 8 | 8 | #ERROR! | #ERROR!
| vii) Drain pipe puddle flange (80mm dia.) |  |  | Each |  |  | 2 | 2 | 2 | 2 | 8 | 8 | #ERROR! | #ERROR!
| viii) Overflow pipe from fire to raw water tank (100 mm dia) |  |  | Each |  |  | 2 | 2 | 2 | 2 | 8 | 8 | #ERROR! | #ERROR!
| Note : All puddle flanges to be hot dip galvanised. | [12 empty] | 0
0
L 9 | Providing & laying perforated PVC pipe of 6 kg/sqcm, wrapped with geo-textile filter cloth of 200 gsm, embedded in aggregate drain of 450 x 600 wrapped with 200 gsm filter cloth and filled with 20 mm aggregate, laid to a slope of 1:500. - Follow as per drawings. Rate excluding cost of aggregate. | [12 empty] | 0 | Sub soil drainage system is not indicated for B.Lumina & same has been confirmed by Mr.Indrajith BV
| 110mm dia |  |  | Rmt | 192 | [5 empty] | 0 | 192 | #ERROR! | #ERROR! | Alround Drain at 3.0 m center to center and 900mm depth
| 160mm dia |  |  | Rmt | 305 | [5 empty] | 0 | 305 | #ERROR! | #ERROR! | As per Mr.Indrajith input, considered 500 feet depth for 160 dia pipe for Storm water tank at Main gate entry at ground floor level
| 200mm dia |  |  | Rmt | [6 empty] | 0 | RO | #ERROR! | 0 | Not shown in drawing
| 250mm dia |  |  | Rmt | [6 empty] | 0 | RO | #ERROR! | 0 | Not shown in drawing
| Garland drain - 150 mm dia |  |  | Rmt | 637 | [5 empty] | 0 | 637 | #ERROR! | #ERROR! | Item added Periphery of the retaining wall as per Mr. Indrajith Inputs
L 10 | Providing and laying 20 mm size grade aggregate for sub - soil drainage system to the specified width and depth as indicated in the drawing, cost shall include necessary lead and lift etc., complete. |  |  | Cum | 12 |  | 5 | 5 | 5 |  | 15 | 27 | #ERROR! | #ERROR! | Alround Drain at 3.0 m center to center and 900mm depth
L 11 | Basement drain works: Providing & constructing RCC BOX drain of width & depth as shown in drawings and as per gradient, with all necessary shuttering, curing etc., complete all as per detail drg layout & instructions of EIC. Location : Entry & Exit Ramp drains and at other locations directed by EIC | [12 empty] | 0 | BF 02 : Length - 4.80m, Width - 0.40m & Height - 0.60m BF 01 : Length - 4.80m, Width - 0.40m & Height - 0.60m GF : Length - 10m, Width - 0.40m & Height - 0.60m GF : Length - 9m, Width - 0.40m & Height - 0.60m
a | Excavation in all types of soil up to 1.50 m depth. Refer Preamble - SL.NO: A |  |  | cum | [6 empty] | 0 | RO | #ERROR! | 0 | Excavation not applicable as it is above Raft
b | Backfilling for sides with available earth at site Refer Preamble - SL.NO: A |  |  | cum | [6 empty] | 0 | RO | #ERROR! | 0 | Backfilling not applicable as it is part of grade slab
c | PCC 1 : 3 : 6 of thickness as shown in drg. Refer Preamble - SL.NO: B |  |  | cum | [6 empty] | 0 | RO | #ERROR! | 0 | PCC not applicable as it lays above Raft top
d | RCC M 20 grade for drain wall & bottom slab. Refer Preamble - SL.NO: C |  |  | cum | 31 | [5 empty] | 0 | 31 | #ERROR! | #ERROR!
e | Formwork for drain wall & bottom slab. Refer Preamble - SL.NO: E |  |  | sqm | 131 | [5 empty] | 0 | 131 | #ERROR! | #ERROR!
f | Reinforcement steel for drain wall & bottom slab. Refer Preamble - SL.NO: D |  |  | MT | 3.1 | [5 empty] | 0 | 3.1 | #ERROR! | #ERROR!
g | 15mm thick plastering in CM 1 : 5 to drain inner face. Refer Preamble - SL.NO: H |  |  | sqm | 48 | [5 empty] | 0 | 48 | #ERROR! | #ERROR!
h | Providing & Fixing of suitable MS Angles for seating of removable type Precast RCC cover as shown in drg. Refer Preamble - SL.NO: F |  |  | MT | 3 | [5 empty] | 0 | 3 | #ERROR! | #ERROR!
0
L 12 | Providing & fixing of Pre cast RCC cover for RCC drain for following sizes of approved manufacturers like M/s. Everest /DM precast (or) equivalent. | [12 empty] | 0
i | 450 mm x50 mm thick with 50 mm dia perforations. |  |  | sqm | [6 empty] | 0 | RO | #ERROR! | 0
ii | 450 mm x50 mm thick without perforations. |  |  | sqm | [6 empty] | 0 | RO | #ERROR! | 0
iii | 600 mm x 75mm thick with 50 mm dia perforations. |  |  | sqm | 382 | [5 empty] | 0 | 382 | 2250 | 859500 | For surface water drain cover 636.54 Rmt
iv | 600 mm x 75mm thick without perforations |  |  | sqm | [6 empty] | 0 | RO | #ERROR! | 0
0
L 13 | Providing and fixing of PVC sleeve of length up to 300mm of following dia in wall including finishing the wall surface. | [12 empty] | 0
i | 200mm dia pipe |  |  | Nos |  |  | 10 | 10 | 10 |  | 30 | 30 | 732 | 21960 | Notional qty.
ii | 160mm dia pipe |  |  | Nos |  |  | 155 | 155 | 131 |  | 441 | 441 | 466 | 205506 | Considered 1 No per Kitchen
iii | 110mm dia pipe |  |  | Nos |  |  | 155 | 155 | 131 |  | 441 | 441 | 312 | 137592 | Considered 1 No per Kitchen
iv | 75mm dia pipe |  |  | Nos |  |  | 775 | 1045 | 917 |  | 2737 | 2737 | 226 | 618562 | Considered as follows. Per Living Room -1 No Per Bedroom - 1 No Per Toilet - 1 No
v | 63mm dia pipe |  |  | Nos |  |  | 10 | 10 | 10 |  | 30 | 30 | 186 | 5580 | Notional qty.
vi | 50mm dia pipe |  |  | Nos |  |  | 1240 | 1375 | 1215 |  | 3830 | 3830 | 167 | 639610 | Considered as follows. Per Kitchen - 2 No Per Toilet - 1 No Sprinkler Pipes per unit - 4 Nos PER UNIT-3 bhk & 5 Nos / 4 BHK
0
| Alternate item for above LI L 13 - Providing Core Cutting of required dia outlets in beams / slab / walls using low vibration mechanical means. Cost to include identification of embedded reinforcement using profometer, the diameter core cut will be 12 mm more than the outer diameter of the pipe. Location : At locations wherever directed by EIC | [13 empty] | Sleeves considered, project head to confirm on notional qty of core cutting line item.
i | 200mm dia pipe |  |  | Nos | [6 empty] | 0 | RO | 732 | 0
ii | 160mm dia pipe |  |  | Nos | [6 empty] | 0 | RO | 466 | 0
iii | 110mm dia pipe |  |  | Nos | [6 empty] | 0 | RO | 312 | 0
iv | 75mm dia pipe |  |  | Nos | [6 empty] | 0 | RO | 226 | 0
v | 63mm dia pipe |  |  | Nos | [6 empty] | 0 | RO | 186 | 0
vi | 50mm dia pipe |  |  | Nos | [6 empty] | 0 | RO | 167 | 0
L 14 | Closing of Plumbing cut–outs post completion of service lines with suitable size Solid concrete Block work in CM 1:6 or closing with PCC 1:2:4 with necessary shuttering , including grouting making it water tight and providing 15mm thick plastering on both sides (Inside and Outside) in CM 1:4 ,. Rate to include for all materials, scaffolding if necessary , curing , all as per directions of EIC, etc., complete.” | [12 empty] | 0
a | 450 mm (L) x 160 mm to 200 mm (W) x 300 mm( D/H) +/- 50 mm( For toilet shafts) |  |  | Nos | [6 empty] | 0 | RO | 743 | 0
b | 600 mm (L) x 160 mm to 200 mm (W) x 300 mm( D/H) +/- 50 mm( For toilet shafts) |  |  | Nos | [6 empty] | 0 | RO | 966 | 0
c | 300 mm (L) x 160 mm to 200 mm (W) x 300 mm( D/H) +/- 50 mm( For kitchen shafts) |  |  | Nos | [6 empty] | 0 | RO | 520 | 0
L 16 | Demolition of existing RCC members by mechanical means without affecting adjoining structures including cutting of reinforcement steel, necessary scaffolding at all levels with all lead & lifts. Rate to include for disposing off the debris outside the site premises & dumped at dump yard approved by local authorities/ statutory bodies, so that EMPLOYER should not receive complaint from any local bodies/ Govt. agencies/ public in general. Note: All measurements to be jointly recorded before demolition. |  |  | Cum | 50 | [5 empty] | 0 | 50 | 8086 | 404300 | Notional qty considered. Project head to confirm on the same.
L 17 | Demolition of existing block masonry wall by mechanical means without affecting adjoining structures including necessary scaffolding at all levels with all lead & lifts. Rate to include for disposing off the debris outside the site premises & dumped at dump yard approved by local authorities/ statutory bodies, so that EMPLOYER should not receive complaint from any local bodies/ Govt. agencies/ public in general. Note: All measurements to be jointly recorded before demolition. |  |  | Cum | 50 | [5 empty] | 0 | 50 | 1781 | 89050 | Notional qty considered. Project head to confirm on the same.
L 18 | Demolition of existing PCC by mechanical means without affecting adjoining structures at all levels with all lead & lifts. Rate to include for disposing off the debris outside the site premises & dumped at dump yard approved by local authorities/ statutory bodies, so that EMPLOYER should not receive complaint from any local bodies/ Govt. agencies/ public in general. Note: All measurements to be jointly recorded before demolition. |  |  | Cum | 50 | [5 empty] | 0 | 50 | 2580 | 129000 | Notional qty considered. Project head to confirm on the same.
L 19 | Demolition of existing Size stone Masonry by mechanical means without affecting adjoining structures at all levels with all lead & lifts. Rate to include for disposing off the debris outside the site premises & dumped at dump yard approved by local authorities/ statutory bodies, so that EMPLOYER should not receive complaint from any local bodies/ Govt. agencies/ public in general. Note: All measurements to be jointly recorded before demolition. Rate to include for stacking the Stones at designated locations inside the site as per directions of EIC |  |  | Cum | 50 | [5 empty] | 0 | 50 | 2016 | 100800 | Notional qty considered. Project head to confirm on the same.
L 20 | Hire charges for excavator (back hoe loader/JCB) to carry out as per directions of EIC only. |  |  | Hrs | 50 | [5 empty] | 0 | 50 | 1264 | 63200 | Notional qty considered. Project head to confirm on the same.
L 21 | Supply of Masons to carry out miscellaneous works as per directions of EIC only. |  |  | Man-days | 100 | [5 empty] | 0 | 100 | 1398 | 139800 | Notional qty considered. Project head to confirm on the same.
L 22 | Supply of helpers for Masons to carry out miscellaneous works as per directions of EIC only. |  |  | Man-days | 100 | [5 empty] | 0 | 100 | 998 | 99800 | Notional qty considered. Project head to confirm on the same.
L 23 | Hire charges for tractor to carry out shifting of material, debris etc., as per directions of EIC only. (8 hours duty per day) |  |  | Man-days | 100 | [5 empty] | 0 | 100 | 2994 | 299400 | Notional qty considered. Project head to confirm on the same.
L 24 | Supply of Gas cutter / Welder / Chipper to carry out miscellaneous works as per directions of EIC only. |  |  | Man-days | 100 | [5 empty] | 0 | 100 | 1264 | 126400 | Notional qty considered. Project head to confirm on the same.
L 25 | Supply of unskilled labours to carry out miscellaneous works as per directions of EIC only. |  |  | Man-days | 100 | [5 empty] | 0 | 100 | 998 | 99800 | Notional qty considered. Project head to confirm on the same.
| SUB TOTAL - MISCELLANEOUS WORKS | [12 empty] | 4330590
N | FLOORING WORKS
Preamble: In case EMPLOYER insist for using river sand in lieu of M-sand, the difference in rate will only be paid.
| GRANITE FLOORING, CLADDING & SKIRTING WORKS | [12 empty] | 0
N 1 | Providing, cutting to required size & Laying of 18-20 mm thick approved polished Granite stone slab flooring as per specified pattern, laid over minimum 20mm thk and to match the top of flooring as indicated in drawings with cement mortar bed of 1:4 (1 Cement: 4 M-sand) over which cement slurry @3.3kg/m applied , pointing with suitable matching cement based grout of BAL make or approved equivalent, cleaning & washing with diluted detergent, & remove cement mortar deposits, including cleaning , & providing protection sheet with 275 GSM – 2 mm thick Floor guard make or equivalent, joints to be taped, should remain intact till handing over, removed & disposed out of site after completion, etc., complete as directed by EIC. | [12 empty] | 0
N 1.1 | Location : Staircase, Lift Lobby Entrance Steps , Stilt Floor Entrance steps, Handicap ramp & at locations wherever directed by EIC. Basic Rate : Rs.200/Sft | [12 empty] | 0
N 1.1a | For Treads | [12 empty] | 0
| Staircase - Basement 2 to Basemet 1 |  |  | Sqm | 14 | 0 | 0 | 0 | 0 | 0 | 0 | 14 | #ERROR! | #ERROR!
| Staircase - Basement 1 to Ground lvl |  |  | Sqm | 14 | 0 | 0 | 0 | 0 | 0 | 0 | 14 | #ERROR! | #ERROR!
| Staircase - Ground floor lvl to 1st floor lvl |  |  | Sqm | 0 | 0 | 16 | 14 | 15 | 0 | 45 | 45 | #ERROR! | #ERROR!
| Stilt Lobby Entrance Steps |  |  | Sqm | 0 | 0 | 4 | 5 | 5 | 0 | 14 | 14 | #ERROR! | #ERROR!
N 1.1b | For Mid-landing
| Staircase - Basement 2 to Basemet 1 |  |  | Sqm | 12 | 0 | 0 | 0 | 0 | 0 | 0 | 12 | #ERROR! | #ERROR!
| Staircase - Basement 1 to Ground lvl |  |  | Sqm | 12 | 0 | 0 | 0 | 0 | 0 | 0 | 12 | #ERROR! | #ERROR!
| Staircase - Ground floor lvl to 1st floor lvl |  |  | Sqm | 0 | 0 | 14 | 16 | 14 |  | 44 | 44 | #ERROR! | #ERROR!
| Stilt Lobby Entrance Steps |  |  | Sqm | 0 | 0 | 8 | 10 | 12 | 0 | 30 | 30 | #ERROR! | #ERROR!
N 1.1c | For Risers
| Staircase - Basement 2 to Basemet 1 |  |  | Sqm | 3 | 0 | 0 | 0 | 0 |  | 0 | 3 | #ERROR! | #ERROR!
| Staircase - Basement 1 to Ground lvl |  |  | Sqm | 3 | 0 | 0 | 0 | 0 |  | 0 | 3 | #ERROR! | #ERROR!
| Staircase - Ground floor lvl to 1st floor lvl |  |  | Sqm | 0 | 0 | 8 | 8 | 7 | 0 | 23 | 23 | #ERROR! | #ERROR!
| Stilt Lobby Entrance Steps |  |  | Sqm | 0 | 0 | 3 | 4 | 4 | 0 | 11 | 11 | #ERROR! | #ERROR!
N 1.1d | For Handicap Ramp Basic Rate : Rs.200/Sft
| Basement 2 |  |  | Sqm | 24 | 0 | 0 | 0 | 0 | 0 | 0 | 24 | #ERROR! | #ERROR!
| Basement 1 |  |  | Sqm | 24 | 0 | 0 | 0 | 0 | 0 | 0 | 24 | #ERROR! | #ERROR!
| Location : Handicap Ramp flooring & at locations wherever directed by EIC. |  |  | Sqm | 0 | 0 | 6 | 6 | 6 | 0 | 18 | 18 | #ERROR! | #ERROR!
N 1.1e | Location : Ground floor Entrance lobby & at locations wherever directed by EIC. Basic Rate : Rs.200/Sft |  |  | Sqm | 0 | 0 | 37 | 50 | 58 | 0 | 145 | 145 | #ERROR! | #ERROR! | Entrance Lobby
N 2 | Providing & laying of 18-20mm thk granite Skirting 100 mm high , as per drawing set in CM 1:3 (1 Cement: 3 M-sand) including fixing of skirting as per instructions of EIC . .The rate to be inclusive of cleaning & washing with diluted detergent, & remove cement mortar deposits, curing, pointing with suitable matching cement based grout of BAL make or approved equivalent, etc., complete.
N 2.1 | Location : Staircase, Lobby Entrance steps, Handicap ramp & at locations wherever directed by EIC. Basic Rate : Rs.200/Sft
| Staircase - Basement 2 to Basemet 1 |  |  | Rmt | 16 | 0 | 0 | 0 | 0 | 0 | 0 | 16 | #ERROR! | #ERROR!
| Staircase - Basement 1 to Ground lvl |  |  | Rmt | 16 | 0 | 0 | 0 | 0 | 0 | 0 | 16 | #ERROR! | #ERROR!
| Staircase - Ground floor lvl to 1st floor lvl |  |  | Rmt | 0 | 0 | 36 | 40 | 35 | 0 | 111 | 111 | #ERROR! | #ERROR!
| Stilt Lobby Entrance Steps |  |  | Rmt | 0 | 0 | 4 | 4 | 4 | 0 | 12 | 12 | #ERROR! | #ERROR!
N 2.2 | For Handicap Ramp Basic Rate : Rs.200/Sft
| Basement 2 |  |  | Rmt | 33 | 0 | 0 | 0 | 0 | 0 | 0 | 33 | #ERROR! | #ERROR!
| Basement 1 |  |  | Rmt | 33 | 0 | 0 | 0 | 0 | 0 | 0 | 33 | #ERROR! | #ERROR!
| Location : Handicap Ramp skirting & at locations wherever directed by EIC. |  |  | Rmt | 0 | 0 | 9 | 9 | 9 | 0 | 27 | 27 | #ERROR! | #ERROR!
N 2.3 | Location : Ground floor Entrance lobby & at locations wherever directed by EIC. Basic Rate : Rs.200/Sft |  |  | Rmt | 0 | 0 | 17 | 20 | 17 | 0 | 54 | 54 | #ERROR! | #ERROR!
N 3 | Antiskid Grooves - 5 mm wide & 3 grooves per treads Note: Measurement will be done per Rmt of groove. Location : GF Entrance steps, Staircase - Ground floor lvl to 1st floor lvl & at locations wherever directed by EIC. |  |  | Rmt | 80 | 0 | 135 | 158 | 135 | 0 | 428 | 508 | #ERROR! | #ERROR!
N 4 | Labour Charges for making of Grooves on the Granite Flooring Ramp at all levels including all materials, machineries, Tools, accessories, Labour, lead, lift etc. complete as specified in the drawing etc., complete and as approved by EIC. Size of the groove : 6mm to 10mm wide x 8mm deep. Location: Handicap ramp grooves at all levels & at locations wherever directed by EIC. |  |  | Rmt | 480 | 0 | 60 | 60 | 60 | 0 | 180 | 660 | #ERROR! | #ERROR!
N 5 | Providing edge chamfering of size 5mm x 5mm including full edge polishing for 18-20mm thk granite for treads |  |  | Rmt | 0 | 0 | 0 | 0 | 0 | 0 | 0 | RO | #ERROR! | 0
N 6 | Providing full round nosing of edges for 18-20mm thk granite including edge polishing |  |  | Rmt | 27 |  | 45 | 53 | 45 |  | 143 | 170 | #ERROR! | #ERROR!
N 7 | Providing half round nosing of edges for 18-20mm thk granite including full edge polishing |  |  | Rmt | 0 | 0 | 0 | 0 | 0 | 0 | 0 | RO | #ERROR! | 0
N 8 | Providing straight Edge Polishing for 18-20mm thk granite |  |  | Rmt | 0 | 0 | 0 | 0 | 0 | 0 | 0 | RO | #ERROR! | 0
N 9 | Providing chamfering for edges of granite of following sizes including full edge polishing
a | a)3mm x 3mm |  |  | Rmt | 0 | 0 | 0 | 0 | 0 | 0 | 0 | RO | #ERROR! | 0
b | b) 6mm x 6mm |  |  | Rmt | 0 | 0 | 0 | 0 | 0 | 0 | 0 | RO | #ERROR! | 0
c | c) 8mm x 8mm |  |  | Rmt | 0 | 0 | 0 | 0 | 0 | 0 | 0 | RO | #ERROR! | 0
d | d) 10mm x 10mm |  |  | Rmt | 0 | 0 | 0 | 0 | 0 | 0 | 0 | RO | #ERROR! | 0
N 10 | Providing, cutting to required size & Laying of 18-20 mm thick Polished Granite stone slab flooring as per specified pattern, Tile Adhesive of specified thickness from Laticrete / FOSROC/ BASF or Equivalent make as per manufactures spec. paper joints filled with pigment to match the shade of the stone, cleaning & washing with diluted detergent, & providing protection sheet with 275 GSM – 2 mm thick Floor guard make or equivalent, joints to be taped, should remain intact till handing over, removed & disposed out of site after completion, etc., complete. Basic Rate : Rs.200/sft Location : Lift car flooring & at locations wherever directed by EIC. |  |  | Sqm | 0 | 0 | 20 | 20 | 20 | 0 | 60 | 60 | #ERROR! | #ERROR!
N 11.1 | Providing & fixing 20 mm thick, 200 wide granite facia fixed over 19mm thick Marine ply framework with suitable approved adhesive & to be fixed below granite counter as shown in drawing. Rate including edge polishing, 3mmx3mm chamfering of edges, cost of ply, adhesives etc., complete to proper line level, all as per drawing, and suitably protected against damage, all as per directions of EIC etc., complete - at all levels | [12 empty] | 0
a | Basic Rate : Rs.200/Sft Location : Toilet counters & at locations wherever directed by EIC. |  |  | Rmt | 0 | 0 | 117 | 117 | 99 | 0 | 333 | 333 | #ERROR! | #ERROR!
N 11.2 | Providing & fixing 20 mm thick granite over M.S. angle supports including cost of sink cutting & polishing, drilling of holes for CP fixture, rounding of edges, adhesives etc., complete to proper line level, all as per drawing & with 2 mm thick protection sheet or Floor guard protection or Equivalent, as per instructions of EIC etc., complete - at all levels. Note : Cost of MS supports shall be paid under relevant item of work.
b | Basic Rate : Rs.200/Sft Location : Toilet counters & at locations wherever directed by EIC. |  |  | Sqm |  |  | 70 | 70 | 59 |  | 199 | 199 | #ERROR! | #ERROR!
0
N 12 | Providing & fixing of 18-20mm thick approved sample of Granite for Coping - 100mm wide of specified width/pattern as shown in dwg , laid over masonry/Concrete walls & wherever directed by EIC laid over 20 mm thick set in CM 1 : 4, including, roughening rear surface of granite by spraying of sand on adhesive or any suitable means for better bonding with mortar, edge polishing of all exposed sides. Coping to project 20 mm all round beyond the plastered surface & for size of coping as shown in drawing etc., complete. Location: At locations wherever directed by EIC. Basic rate of cement : Rs.240/bag | [12 empty] | 0
a | Basic Rate : Rs.200/Sft Location : Toilet ledge wall coping & at locations wherever directed by EIC. |  |  | Rmt |  |  | 233 | 233 | 398 |  | 864 | 864 | #ERROR! | #ERROR!
0
N 14 | Providing, cutting to required size & laying of 18-20 mm thick approved finish Granite slabs for lift cladding / 200mm wide lift jamb architrave as per pattern shown in the drawing, set to line and level in CM 1:4 (1 Cement : 4 M-Sand) of minimum 20mm thk and to match the top of flooring as indicated in drawings with grey cement base slurry @3.3 kg/sqm. The rate is inclusive of cutting of granite for box cut-outs, fireman switch, making of holes for call button of approximate size -16-25 mm dia or size as indicated in the dwg, sizing of granite, POP supports to hold the granite slab till setting time, curing, pointing with suitable matching cement based grout of BAL make or approved equivalent, etc., Contractor has to ensure protection of finished cladding surface till handing overetc., complete etc., complete. Note : Rate to include All straight / exposed edges to be edge polished. | [12 empty] | 0
a | Basic rate of granite - Rs. 200/Sft Location: Passenger Lift jambs for lift lobbies & at locations wherever directed by EIC. | [12 empty] | 0 | Consider the 200mm width jambs in passenger lifts as 900mm as 1nos length & 2400mm ht. as 2nos.
| Basement-2 |  |  | Sqm | 13 | 0 | 0 | 0 | 0 | 0 | 0 | 13 | #ERROR! | #ERROR!
| Basement-1 |  |  | Sqm | 13 | 0 | 0 | 0 | 0 | 0 | 0 | 13 | #ERROR! | #ERROR!
| Ground floor lvl to 1st Floor lvl |  |  | Sqm | 0 | 0 | 5 | 5 | 5 | 0 | 15 | 15 | #ERROR! | #ERROR!
| 1st floor lvl to 5th floor lvl |  |  | Sqm | 0 | 0 | 21 | 21 | 21 | 0 | 63 | 63 | #ERROR! | #ERROR!
| 5th floor lvl to 10th floor lvl |  |  | Sqm | 0 | 0 | 21 | 21 | 21 | 0 | 63 | 63 | #ERROR! | #ERROR!
| 10th floor lvl to 15th floor lvl |  |  | Sqm | 0 | 0 | 21 | 21 | 21 | 0 | 63 | 63 | #ERROR! | #ERROR!
| 15th floor lvl to 20th floor lvl |  |  | Sqm | 0 | 0 | 17 | 17 | 21 | 0 | 55 | 55 | #ERROR! | #ERROR!
| 20th floor lvl to Terrace |  |  | Sqm | 0 | 0 | 5 | 5 | 17 | 0 | 27 | 27 | #ERROR! | #ERROR!
b | Basic rate of granite - Rs. 200/Sft Location:Service Lift jambs for lift lobbies & at locations wherever directed by EIC. | [12 empty] | 0 | Consider the 200mm width jambs in passenger lifts as 900mm as 1nos length & 2400mm ht. as 2nos.
| Basement-2 |  |  | Sqm | 2 | 0 | 0 | 0 | 0 |  | 0 | 2 | #ERROR! | #ERROR!
| Basement-1 |  |  | Sqm | 2 | 0 | 0 | 0 | 0 |  | 0 | 2 | #ERROR! | #ERROR!
| Ground floor lvl to 1st Floor lvl |  |  | Sqm | 0 | 0 | 2 | 2 | 2 |  | 6 | 6 | #ERROR! | #ERROR!
| 1st floor lvl to 5th floor lvl |  |  | Sqm | 0 | 0 | 5 | 5 | 5 |  | 15 | 15 | #ERROR! | #ERROR!
| 5th floor lvl to 10th floor lvl |  |  | Sqm | 0 | 0 | 6 | 6 | 6 |  | 18 | 18 | #ERROR! | #ERROR!
| 10th floor lvl to 15th floor lvl |  |  | Sqm | 0 | 0 | 6 | 6 | 6 |  | 18 | 18 | #ERROR! | #ERROR!
| 15th floor lvl to 20th floor lvl |  |  | Sqm | 0 | 0 | 5 | 5 | 5 |  | 15 | 15 | #ERROR! | #ERROR!
| 20th floor lvl to Terrace |  |  | Sqm | 0 | 0 |  |  | 4 |  | 4 | 4 | #ERROR! | #ERROR!
c | Basic rate of granite - Rs. 200/Sft Location: Cladding for lift lobbies upto bottom of slab & at locations wherever directed by EIC. | [12 empty] | 0 | Considered in 600mm x 600mm vetrified tile for lift Dado
| Basement-2 |  |  | Sqm | 0 | 0 | 0 | 0 | 0 | 0 | 0 | RO | #ERROR! | 0
| Basement-1 |  |  | Sqm | 0 | 0 | 0 | 0 | 0 | 0 | 0 | RO | #ERROR! | 0
| Ground Floor Lvl |  |  | Sqm | 0 | 0 | 6 | 7 | 7 | 0 | 20 | 20 | #ERROR! | #ERROR!
| Upper Floors (1st to 22nd) |  |  | Sqm | 0 | 0 | 0 | 0 | 0 | 0 | 0 | RO | #ERROR! | 0
d | Basic rate of granite - Rs. 200/Sft Location: Lift Door- 300mm wide Architrave portion for lift lobbies & at locations wherever directed by EIC. | [12 empty] | 0 | Consider the 300mm width architrave in passenger lifts as 1500mm as 1nos length & 2400mm ht. as 2nos.
| Basement-2 |  |  | Sqm | 18 | 0 | 0 | 0 | 0 | 0 | 0 | 18 | #ERROR! | #ERROR!
| Basement-1 |  |  | Sqm | 18 | 0 | 0 | 0 | 0 | 0 | 0 | 18 | #ERROR! | #ERROR!
| Ground floor lvl to 1st Floor lvl |  |  | Sqm | 0 | 0 | 6 | 6 | 6 | 0 | 18 | 18 | #ERROR! | #ERROR!
| 1st floor lvl to 5th floor lvl |  |  | Sqm | 0 | 0 | 29 | 29 | 29 | 0 | 87 | 87 | #ERROR! | #ERROR!
| 5th floor lvl to 10th floor lvl |  |  | Sqm | 0 | 0 | 29 | 29 | 29 | 0 | 87 | 87 | #ERROR! | #ERROR!
| 10th floor lvl to 15th floor lvl |  |  | Sqm | 0 | 0 | 29 | 29 | 29 | 0 | 87 | 87 | #ERROR! | #ERROR!
| 15th floor lvl to 20th floor lvl |  |  | Sqm | 0 | 0 | 23 | 23 | 29 | 0 | 75 | 75 | #ERROR! | #ERROR!
| 20th floor lvl to Terrace |  |  | Sqm | 0 | 0 | 6 | 6 | 23 | 0 | 35 | 35 | #ERROR! | #ERROR!
e | Basic rate of granite - Rs. 200/Sft Location: Service Lift : Door-Architrave portion for lift lobbies & at locations wherever directed by EIC. | [13 empty] | Consider the 300mm width architrave in passenger lifts as 1500mm as 1nos length & 2400mm ht. as 2nos.
| Basement-2 |  |  | Sqm | 2 | 0 | 0 | 0 | 0 |  | 0 | 2 | #ERROR! | #ERROR!
| Basement-1 |  |  | Sqm | 2 | 0 | 0 | 0 | 0 |  | 0 | 2 | #ERROR! | #ERROR!
| Ground floor lvl to 1st Floor lvl |  |  | Sqm | 0 | 0 | 2 | 2 | 2 | 0 | 6 | 6 | #ERROR! | #ERROR!
| 1st floor lvl to 5th floor lvl |  |  | Sqm | 0 | 0 | 5 | 5 | 5 | 0 | 15 | 15 | #ERROR! | #ERROR!
| 5th floor lvl to 10th floor lvl |  |  | Sqm | 0 | 0 | 6 | 6 | 6 | 0 | 18 | 18 | #ERROR! | #ERROR!
| 10th floor lvl to 15th floor lvl |  |  | Sqm | 0 | 0 | 6 | 6 | 6 | 0 | 18 | 18 | #ERROR! | #ERROR!
| 15th floor lvl to 20th floor lvl |  |  | Sqm | 0 | 0 | 5 | 5 | 5 | 0 | 15 | 15 | #ERROR! | #ERROR!
| 20th floor lvl to Terrace |  |  | Sqm | 0 | 0 |  |  | 4 | 0 | 4 | 4 | #ERROR! | #ERROR!
0
N 15 | Providing & laying of 160+/-10mm wide 18-20mm thick Black Granite strip inlay to match the width of wall to be laid in the junction between living/ bedroom / toilets flooring, set in CM 1:6 including pointing of joints with matching colour pigment of cement based grout, etc. complete. | [12 empty] | 0
a | Basic rate of granite - Rs. 200/Sft Location: unit doors & at locations wherever directed by EIC. |  |  | Rmt |  |  | 527 | 667 | 662 | 0 | 1856 | 1856 | #ERROR! | #ERROR!
0
N 16 | Providing and laying of cement based Tiles of Ultra tile or equivalent, with grooves of any make, color and thickness for staircase laid over CM 1:6 (1 Cement: 6 M- sand) of minimum 20mm thk and to match the top of flooring as indicated in drawings over which cement slurry 3.3 kg/sqm will be poured, including cutting of tiles, pointing paper thin joints with cement based grout of BAL-endura or equivalent, providing & laying 275 GSM 2mm thick floor guard or equivalent to protect tile up to handing over & joints to be taped and removal after completion etc., complete. Basic rate : Rs.43/Sft Size of tile: 304mm x 600mm for treads, 152mm x 600mm for risers, 305mm x 305mm for landing OR 320mmx630mm for treads, 127mmx630mm for riser , 305mmx630mm for landing as per directions of EIC / consultant. | [12 empty] | 0
N 16.1 | For Treads | [12 empty] | 0
| B2 floor lvl to B1 Floor lvl |  |  | Sqm | 62 | 0 | 0 | 0 | 0 |  | 0 | 62 | #ERROR! | #ERROR!
| B1 floor lvl to Ground Floor lvl |  |  | Sqm | 71 | 0 | 0 | 0 | 0 |  | 0 | 71 | #ERROR! | #ERROR!
| Ground floor lvl to 1st Floor lvl |  |  | Sqm | 0 | 0 | 0 | 0 | 0 |  | 0 | RO | #ERROR! | 0 | As per the BEL confirmation conisder the GF to 1st floor as Granite Finishes
| 1st floor lvl to 5th floor lvl |  |  | Sqm | 0 | 0 | 56 | 56 | 60 |  | 172 | 172 | #ERROR! | #ERROR!
| 5th floor lvl to 10th floor lvl |  |  | Sqm | 0 | 0 | 70 | 70 | 75 |  | 215 | 215 | #ERROR! | #ERROR!
| 10th floor lvl to 15th floor lvl |  |  | Sqm | 0 | 0 | 70 | 70 | 75 |  | 215 | 215 | #ERROR! | #ERROR!
| 15th floor lvl to 20th floor lvl |  |  | Sqm | 0 | 0 | 56 | 56 | 75 |  | 187 | 187 | #ERROR! | #ERROR!
| 20th floor lvl to Terrace |  |  | Sqm | 0 | 0 | 14 | 14 | 45 |  | 73 | 73 | #ERROR! | #ERROR!
| Terr floor lvl to Above Terrace floor lvll (incl. LMR & SHR) |  |  | Sqm | 0 | 0 | 0 | 0 | 0 |  | 0 | RO | #ERROR! | 0
N 16.2 | For Mid-landings
| B2 floor lvl to B1 Floor lvl |  |  | Sqm | 49 | 0 | 0 | 0 | 0 |  | 0 | 49 | #ERROR! | #ERROR!
| B1 floor lvl to GF Floor lvl |  |  | Sqm | 49 | 0 | 0 | 0 | 0 |  | 0 | 49 | #ERROR! | #ERROR! | As per the BEL confirmation conisder the GF to 1st floor as Granite Finishes
| Ground floor lvl to 1st Floor lvl |  |  | Sqm | 0 | 0 | 0 | 0 | 0 |  | 0 | RO | #ERROR! | 0
| 1st floor lvl to 5th floor lvl |  |  | Sqm | 0 | 0 | 60 | 64 | 56 |  | 180 | 180 | #ERROR! | #ERROR!
| 5th floor lvl to 10th floor lvl |  |  | Sqm | 0 | 0 | 75 | 80 | 70 |  | 225 | 225 | #ERROR! | #ERROR!
| 10th floor lvl to 15th floor lvl |  |  | Sqm | 0 | 0 | 75 | 80 | 70 |  | 225 | 225 | #ERROR! | #ERROR!
| 15th floor lvl to 20th floor lvl |  |  | Sqm | 0 | 0 | 60 | 64 | 70 |  | 194 | 194 | #ERROR! | #ERROR!
| 20th floor lvl to Terrace |  |  | Sqm | 0 | 0 | 15 | 16 | 42 |  | 73 | 73 | #ERROR! | #ERROR!
| Terr floor lvl to Above Terrace floor lvll (incl. LMR & SHR) |  |  | Sqm | 0 | 0 | 0 | 0 | 0 |  | 0 | RO | #ERROR! | 0
N 16.3 | For Staircase risers
| B2 floor lvl to B1 Floor lvl |  |  | Sqm | 32 | 0 | 0 | 0 | 0 | 0 | 0 | 32 | #ERROR! | #ERROR!
| B1 floor lvl to GF Floor lvl |  |  | Sqm | 37 | 0 | 0 | 0 | 0 | 0 | 0 | 37 | #ERROR! | #ERROR! | As per the BEL confirmation conisder the GF to 1st floor as Granite Finishes
| Ground floor lvl to 1st Floor lvl |  |  | Sqm | 0 | 0 | 0 | 0 | 0 | 0 | 0 | RO | #ERROR! | 0
| 1st floor lvl to 5th floor lvl |  |  | Sqm | 0 | 0 | 32 | 32 | 44 | 0 | 108 | 108 | #ERROR! | #ERROR!
| 5th floor lvl to 10th floor lvl |  |  | Sqm | 0 | 0 | 40 | 40 | 55 |  | 135 | 135 | #ERROR! | #ERROR!
| 10th floor lvl to 15th floor lvl |  |  | Sqm | 0 | 0 | 40 | 40 | 55 | 0 | 135 | 135 | #ERROR! | #ERROR!
| 15th floor lvl to 20th floor lvl |  |  | Sqm | 0 | 0 | 32 | 32 | 55 | 0 | 119 | 119 | #ERROR! | #ERROR!
| 20th floor lvl to Terrace |  |  | Sqm | 0 | 0 | 8 | 8 | 24 | 0 | 40 | 40 | #ERROR! | #ERROR!
| Terr floor lvl to Above Terrace floor lvll (incl. LMR & SHR) |  |  | Sqm | 0 | 0 | 0 | 0 | 0 | 0 | 0 | RO | #ERROR! | 0
N 17 | Location : Lobby Entrance steps & at locations wherever directed by EIC. For Treads | [13 empty] | As per the BEL confirmation conisder the Granite Finishes, considered in item no : N.1
| Basement-3 |  |  | Sqm | 0 | 0 | 0 | 0 | 0 | 0 | 0 | RO | #ERROR! | 0
| Basement-2 |  |  | Sqm | 0 | 0 | 0 | 0 | 0 | 0 | 0 | RO | #ERROR! | 0
| Basement-1 |  |  | Sqm | 0 | 0 | 0 | 0 | 0 | 0 | 0 | RO | #ERROR! | 0
| Stilt |  |  | Sqm | 0 | 0 | 0 | 0 | 0 | 0 | 0 | RO | #ERROR! | 0
0
N 18 | Location : Lobby Entrance steps & at locations wherever directed by EIC. For Landing & ramp | [12 empty] | 0 | As per the BEL confirmation conisder the Granite Finishes, considered in item no : N.1
| Basement-3 |  |  | Sqm | 0 | 0 | 0 | 0 | 0 | 0 | 0 | RO | #ERROR! | 0
| Basement-2 |  |  | Sqm | 0 | 0 | 0 | 0 | 0 | 0 | 0 | RO | #ERROR! | 0
| Basement-1 |  |  | Sqm | 0 | 0 | 0 | 0 | 0 | 0 | 0 | RO | #ERROR! | 0
| Stilt |  |  | Sqm | 0 | 0 | 0 | 0 | 0 | 0 | 0 | RO | #ERROR! | 0
0
N 19 | Location : Lobby Entrance steps & at locations wherever directed by EIC. For Risers | [12 empty] | 0 | As per the BEL confirmation conisder the Granite Finishes, considered in item no : N.1
| Basement-3 |  |  | Sqm | 0 | 0 | 0 | 0 | 0 | 0 | 0 | RO | #ERROR! | 0
| Basement-2 |  |  | Sqm | 0 | 0 | 0 | 0 | 0 | 0 | 0 | RO | #ERROR! | 0
| Basement-1 |  |  | Sqm | 0 | 0 | 0 | 0 | 0 | 0 | 0 | RO | #ERROR! | 0
| Stilt |  |  | Sqm | 0 | 0 | 0 | 0 | 0 | 0 | 0 | RO | #ERROR! | 0
0
N 20 | Alternate item to above N 16 (N 16.1, 16.2 & 16.3) : Providing, Laying Site Mix Concrete of M 15 grade of average 50mm thick at all levels including floor hardener of FOSROC or equivalent with dosage as per manufacturer specification, using ordinary Portland cement of grade 53 from approved manufacturer, M- sand, 12 mm and down size coarse aggregates, including all lead and lift, compacting,, rate to include for including base preparation , side forms if required. The accuracy of finished screed surface level to be +/-3 mm and shall be ensured by using including curing etc. complete. The rate to Location : Staircase flooring at all levels |  |  | Sqm | 0 | 0 | 0 | 0 | 0 | 0 | 0 | RO | #ERROR! | 0
0
N 21 | Providing & Laying of cement based Tiles of Ultra tile or equivalent of any make, color and thickness for staircase 150mm high Skirting as per instructions of EIC, laid over CM 1 : 3 (1 Cement : 3 M- Sand) bedding mortar, pointing paper thin joints with cement based grout of BAL-endura or equivalent, covering to protect tile with 275 GSM – 2 mm thick Floor guard make or equivalent, joints to be taped, should remain intact till handing over, removed & disposed out of site after completion, etc., complete. Size of tile: 150mm x 300mm Basic rate : Rs.43/Sft | [12 empty] | 0
N 22 | Location: Staircase - Skirting. | [12 empty] | 0
| B2 floor lvl to B1 Floor lvl |  |  | Rmt | 19 |  | 39 | 37 | 37 |  | 113 | 132 | #ERROR! | #ERROR!
| B1 floor lvl to Ground Floor lvl |  |  | Rmt | 19 |  | 43 | 39 | 39 |  | 121 | 140 | #ERROR! | #ERROR!
| Ground floor lvl to 1st Floor lvl |  |  | Rmt |  |  | 0 | 0 | 6 |  | 6 | 6 | #ERROR! | #ERROR! | As per the BEL confirmation conisder the Granite Finishes, considered in item no : N.1
| 1st floor lvl to 5th floor lvl |  |  | Rmt |  |  | 152 | 176 | 164 |  | 492 | 492 | #ERROR! | #ERROR!
| 5th floor lvl to 10th floor lvl |  |  | Rmt |  |  | 190 | 220 | 205 |  | 615 | 615 | #ERROR! | #ERROR!
| 10th floor lvl to 15th floor lvl |  |  | Rmt |  |  | 190 | 220 | 205 |  | 615 | 615 | #ERROR! | #ERROR!
| 15th floor lvl to 20th floor lvl |  |  | Rmt |  |  | 190 | 220 | 205 |  | 615 | 615 | #ERROR! | #ERROR!
| 20th floor lvl to Terrace |  |  | Rmt |  |  | 38 | 44 | 123 |  | 205 | 205 | #ERROR! | #ERROR!
| Terr floor lvl to Above Terrace floor lvll (incl. LMR & SHR) |  |  | Rmt | [6 empty] | 0 | RO | #ERROR! | 0
0
N 23 | Location : Lobby Entrance steps - Skirting for landing / ramp & at locations wherever directed by EIC. | [12 empty] | 0 | As per the BEL confirmation conisder the Granite Finishes, considered in item no : N.1
a | Basement-2 |  |  | Rmt | 0 | 0 | 0 | 0 | 0 | 0 | 0 | RO | #ERROR! | 0
b | Basement-1 |  |  | Rmt | 0 | 0 | 0 | 0 | 0 | 0 | 0 | RO | #ERROR! | 0
0
N 24 | Alternate item to N22: Providing 100mm high 10mm thick cement plaster skirting with cement mortar 1 : 4 (1 Cement : 4 M-sand) without lime rendering including curing. etc., complete as per drawing. Location : For stair sides at all levels |  |  | Rmt | 0 | 0 | 0 | 0 | 0 | 0 | 0 | RO | #ERROR! | 0
0
| VITRIFIED FLOORING, CLADDING, SKIRTING WORKS | [12 empty] | 0
| For all tile flooring suitable & effective Cleaning agent to used instead of diluted HCL / acid wash for floor washing | [12 empty] | 0
N 25 | Providing & Laying Vitrified Tiles for Flooring of approved make, colour and thickness laid over CM 1 : 6 (1 Cement: 6 M-sand) of minimum 20mm thk and to match the top of flooring as indicated in drawings and cement slurry @ 3.3 kg/ sqm, tamped, laid to required line & level, including cutting of tiles. Rate to include for providing & fixing of Tile Spacers of 3 mm thick , cleaned & washed with suitable effective Cleaning agent or any suitable means as per instructions of EIC, covering to protect tile with 275 GSM – 2 mm thick Floor guard make or equivalent, joints to be taped, should remain intact till handing over, removed & disposed out of site after completion, etc., complete. NOTE: RATE TO EXCLUDE FOR GROUTING | [12 empty] | 0
N 25.1 | Tile Size : 800x800mm Location : Apartment Units (Living, Dining, Family, Foyer, study, other bedrooms, Kitchen & utility areas) flooring & at locations wherever directed by EIC. Basic rate : Rs.40/Sft | [12 empty] | 0
| Ground Floor to 5th floor |  |  | Sqm |  |  | 1862 | 2860 | 2209 |  | 6931 | 6931 | #ERROR! | #ERROR!
| 6th floor to 10th floor |  |  | Sqm |  |  | 1730 | 2535 | 2070 |  | 6335 | 6335 | #ERROR! | #ERROR!
| 11th floor to 15th floor |  |  | Sqm |  |  | 1730 | 2535 | 2070 |  | 6335 | 6335 | #ERROR! | #ERROR!
| 16th floor to 20th floor |  |  | Sqm |  |  | 1384 | 2028 | 2002 |  | 5414 | 5414 | #ERROR! | #ERROR!
| 20th floor lvl to Terrace |  |  | Sqm |  |  | 0 | 0 | 692 |  | 692 | 692 | #ERROR! | #ERROR!
0
| Providing & grouting with EPOXY BASED GROUT of BAL-ENDURA / LATICRETE or equivalent etc., complete (quote for grouting works only). Location : Apartment units flooring & at locations wherever directed by EIC. |  |  | Sqm |  |  | 6706 | 9958 | 9043 |  | 25707 | 25707 | #ERROR! | #ERROR!
| Providing & grouting with CEMENT BASED GROUT of BAL-ENDURA / LATICRETE or equivalent etc., complete (quote for grouting works only). |  |  | Sqm | [6 empty] | 0 | RO | #ERROR! | 0
0
N 25.2 | Same as line item N25 -but with Wood Finish Vitrified Tiles as instructed by EIC. Tile size : 200mm x 1200mm Location : Master Bedroom flooring & at locations wherever directed by EIC. Basic rate : Rs.48/Sft | [12 empty] | 0
| Ground Floor to 5th floor |  |  | Sqm |  |  | 577 | 675 | 565 |  | 1817 | 1817 | #ERROR! | #ERROR!
| 6th floor to 10th floor |  |  | Sqm |  |  | 540 | 600 | 530 |  | 1670 | 1670 | #ERROR! | #ERROR!
| 11th floor to 15th floor |  |  | Sqm |  |  | 540 | 600 | 530 |  | 1670 | 1670 | #ERROR! | #ERROR!
| 16th floor to 20th floor |  |  | Sqm |  |  | 432 | 480 | 512 |  | 1424 | 1424 | #ERROR! | #ERROR!
| 20th floor lvl to Terrace |  |  | Sqm |  |  | 0 | 0 | 176 |  | 176 | 176 | #ERROR! | #ERROR!
0
| Providing & grouting with EPOXY BASED GROUT of BAL-ENDURA / LATICRETE or equivalent etc., complete (quote for grouting works only). Location : Apartment units flooring & at locations wherever directed by EIC. |  |  | Sqm |  |  | 2089 | 2355 | 2313 |  | 6757 | 6757 | #ERROR! | #ERROR!
| Providing & grouting with CEMENT BASED GROUT of BAL-ENDURA / LATICRETE or equivalent etc., complete (quote for grouting works only). |  |  | Sqm | [6 empty] | 0 | RO | #ERROR! | 0
0
N 25.3 | Tile size : 600mm x 1200mm Location : common area corridor/ Lobby flooring & at locations wherever directed by EIC. Basic rate : Rs.52/Sft | [12 empty] | 0
| Basement-3 floor lvl to Stilt floor level |  |  | Sqm |  |  | 79 | 85 | 89 |  | 253 | 253 | #ERROR! | #ERROR!
| Ground Floor to 5th floor |  |  | Sqm |  |  | 539 | 648 | 463 |  | 1650 | 1650 | #ERROR! | #ERROR!
| 6th floor to 10th floor |  |  | Sqm |  |  | 450 | 555 | 380 |  | 1385 | 1385 | #ERROR! | #ERROR!
| 11th floor to 15th floor |  |  | Sqm |  |  | 450 | 555 | 380 |  | 1385 | 1385 | #ERROR! | #ERROR!
| 16th floor to 20th floor |  |  | Sqm |  |  | 360 | 444 | 380 |  | 1184 | 1184 | #ERROR! | #ERROR!
| 20th floor lvl to Terrace |  |  | Sqm |  |  | 0 | 0 | 152 |  | 152 | 152 | #ERROR! | #ERROR!
|  |  |  | Sqm | [6 empty] | 0 | RO | #ERROR! | 0
0
| Providing & grouting with EPOXY BASED GROUT of BAL-ENDURA / LATICRETE or equivalent etc., complete (quote for grouting works only). Location : common area corridor/ Lobby flooring & at locations wherever directed by EIC. |  |  | Sqm |  |  | 1878 | 2287 | 1844 |  | 6009 | 6009 | #ERROR! | #ERROR!
| Providing & grouting with CEMENT BASED GROUT of BAL-ENDURA / LATICRETE or equivalent etc., complete (quote for grouting works only). |  |  | Sqm | [6 empty] | 0 | RO | #ERROR! | 0
0
N 26 | Providing & Fixing of Vitrified tile skirting 100 mm high, laid with CM 1 : 3 (1 Cement: 3 M-sand) of 12mm thk as per instructions of EIC, including providing and fixing Tile spacers of 3 mm, washed with suitable effective Cleaning agent, providing & grouting with epoxy based grout of BAL-ENDURA / LATICRETE or equivalent, including cutting of tiles as required, necessary lead and lift, protected with suitable protection material & to remain intact till handing over, removed & disposed out of site after completion, etc., complete. | [12 empty] | 0
N 26.1 | Tile Size : 800x800mm Location : Apartment Units (Living, Dining, Family, Foyer, study, other bedrooms, Kitchen & utility areas) flooring & at locations wherever directed by EIC. Basic rate : Rs.40/Sft | [12 empty] | 0
| Ground Floor to 5th floor |  |  | Rmt |  |  | 1881 | 2783 | 2007 |  | 6671 | 6671 | #ERROR! | #ERROR!
| 6th floor to 10th floor |  |  | Rmt |  |  | 1745 | 2470 | 1880 |  | 6095 | 6095 | #ERROR! | #ERROR!
| 11th floor to 15th floor |  |  | Rmt |  |  | 1745 | 2470 | 1880 |  | 6095 | 6095 | #ERROR! | #ERROR!
| 16th floor to 20th floor |  |  | Rmt |  |  | 1396 | 1976 | 1819 |  | 5191 | 5191 | #ERROR! | #ERROR!
| 20th floor lvl to Terrace |  |  | Rmt |  |  | 0 | 0 | 630 |  | 630 | 630 | #ERROR! | #ERROR!
N 26.2 | Same as line item N25 -but with Wood Finish Vitrified Tiles as instructed by EIC. Tile size : 200mm x 1200mm Location : Master Bedroom flooring & at locations wherever directed by EIC. Basic rate : Rs.48/Sft | [12 empty] | 0 | Consider the Master Bedrooom flooring
| Ground Floor to 5th floor |  |  | Rmt |  |  | 545 | 563 | 479 |  | 1587 | 1587 | #ERROR! | #ERROR!
| 6th floor to 10th floor |  |  | Rmt |  |  | 515 | 495 | 450 |  | 1460 | 1460 | #ERROR! | #ERROR!
| 11th floor to 15th floor |  |  | Rmt |  |  | 515 | 495 | 450 |  | 1460 | 1460 | #ERROR! | #ERROR!
| 16th floor to 20th floor |  |  | Rmt |  |  | 412 | 396 | 434 |  | 1242 | 1242 | #ERROR! | #ERROR!
| 20th floor lvl to Terrace |  |  | Rmt |  |  | 0 | 0 | 148 |  | 148 | 148 | #ERROR! | #ERROR!
|  |  |  | Rmt | [6 empty] | 0 | RO | #ERROR! | 0
0
N 26.3 | Tile size : 600mm x 1200mm Location : common area corridor/ Lobby flooring & at locations wherever directed by EIC. Basic rate : Rs.52/Sft | [12 empty] | 0 | Consider the Corridor Area of the Towers.
| Basement-3 floor lvl to Stilt floor level |  |  | Rmt |  |  | 79 | 53 | 55 |  | 187 | 187 | #ERROR! | #ERROR!
| Ground Floor to 5th floor |  |  | Rmt |  |  | 539 | 635 | 483 |  | 1657 | 1657 | #ERROR! | #ERROR!
| 6th floor to 10th floor |  |  | Rmt |  |  | 450 | 500 | 355 |  | 1305 | 1305 | #ERROR! | #ERROR!
| 11th floor to 15th floor |  |  | Rmt |  |  | 450 | 500 | 355 |  | 1305 | 1305 | #ERROR! | #ERROR!
| 16th floor to 20th floor |  |  | Rmt |  |  | 360 | 400 | 355 |  | 1115 | 1115 | #ERROR! | #ERROR!
| 20th floor lvl to Terrace |  |  | Rmt |  |  | 0 | 0 | 142 |  | 142 | 142 | #ERROR! | #ERROR!
0
N 27 | Providing & Laying Vitrified Tile for Dado / Cladding laid over CM 1 : 6 (1 Cement: 6 M-sand) of average 12 mm thick, over which cement slurry/ paste 3.3 kg / sqm shall be applied on the rear surface of the tile including providing & fixing of tile spacers of 3 mm, including cutting of tiles & cleaning tile surface etc., complete as per standard specifications / approved drawings & as directed by EIC. Contractor has to ensure protection of finished dado/ cladded surface till handing over. NOTE: RATE TO EXCLUDE FOR GROUTING. | [12 empty] | 0
N 27.1 | Tile Size : 600x600mm Vitrified Tiles Location : lift lobby dado & at locations wherever directed by EIC. Basic rate : Rs.45/Sft | [12 empty] | 0 | Consider the lift lobby dadoing upto 1.2m from the FFL & remaning we have finished with Emulsion paint till false ceiling level & above false ceiling has finished with OBD paint.
| Basement-2 floor lvl to Stilt floor level |  |  | Sqm |  |  | 7 | 7 | 7 | 0 | 21 | 21 | #ERROR! | #ERROR!
| Ground floor lvl to 1st Floor lvl |  |  | Sqm | 0 | 0 | 0 | 0 | 0 | 0 | 0 | RO | #ERROR! | 0
| 1st floor lvl to 5th floor lvl |  |  | Sqm |  |  | 17 | 17 | 17 | 0 | 51 | 51 | #ERROR! | #ERROR!
| 5th floor lvl to 10th floor lvl |  |  | Sqm |  |  | 17 | 17 | 17 | 0 | 51 | 51 | #ERROR! | #ERROR!
| 10th floor lvl to 15th floor lvl |  |  | Sqm |  |  | 17 | 17 | 17 | 0 | 51 | 51 | #ERROR! | #ERROR!
| 15th floor lvl to 20th floor lvl |  |  | Sqm |  |  | 13 | 13 | 17 | 0 | 43 | 43 | #ERROR! | #ERROR!
| 20th floor lvl to Terrace |  |  | Sqm |  |  | 4 | 4 | 13 | 0 | 21 | 21 | #ERROR! | #ERROR!
0
| Providing & grouting with EPOXY BASED GROUT of BAL-ENDURA / LATICRETE or equivalent ,etc., complete (quote for grouting works only). Location : lift lobby dado & at locations wherever directed by EIC. |  |  | Sqm |  |  | 75 | 75 | 88 |  | 238 | 238 | #ERROR! | #ERROR!
| Providing & grouting with CEMENT BASED GROUT of BAL-ENDURA / LATICRETE or equivalent ,etc., complete (quote for grouting works only). |  |  | Sqm | [6 empty] | 0 | RO | #ERROR! | 0
[13 empty] | #ERROR! | #ERROR!
N 28 | ALTERNATE ITEM TO N 27 : Providing & Laying Vitrified Tile for Dado / Cladding laid with Tile Adhesive of specified thickness from Laticrete / FOSROC/ BASF or Equivalent make as per manufactures spec. including providing & fixing of tile spacers of 3 mm, including cutting of tiles, washing & cleaning tile surface etc., complete as per standard specifications / approved drawings & as directed by EIC. Contractor has to ensure protection of finished dado/ cladded surface till handing over Tile Size : 600x600mm Vitrified Tiles Location : lift lobby dado & at locations wherever directed by EIC. Basic rate : Rs.45/Sft |  |  | Sqm | [6 empty] | 0 | RO | #ERROR! | 0
| Providing & grouting with EPOXY BASED GROUT of BAL-ENDURA / LATICRETE or equivalent ,etc., complete (quote for grouting works only). Location : At locations wherever directed by EIC. |  |  | Sqm | [6 empty] | 0 | RO | #ERROR! | 0
| Providing & grouting with CEMENT BASED GROUT of BAL-ENDURA / LATICRETE or equivalent ,etc., complete (quote for grouting works only). |  |  | Sqm | [6 empty] | 0 | RO | #ERROR! | 0
0
| CERAMIC / GLAZED TILE WORKS | [12 empty] | 0
N 29 | Providing & Laying Ceramic Tiles for Flooring of approved make, colour and thickness laid over CM 1 : 6 (1 Cement: 6 M-sand) of minimum 20mm thk and to match the top of flooring as indicated in drawings and cement slurry @ 3.3 kg/ sqm, tamped, laid to required line & level, including cutting of tiles. Rate to include for providing & fixing Tile Spacers of 3 mm thick , cleaned & washed with suitable effective Cleaning agent or any suitable means as per instructions of EIC, covering to protect tile with 275 GSM – 2 mm thick Floor guard make or equivalent, joints to be taped, should remain intact till handing over, removed & disposed out of site after completion, etc., complete. NOTE: RATE TO EXCLUDE FOR GROUTING. | [12 empty] | 0
N 29.1 | Tile Size : 300x300mm - Anti Skid ceramic tile : Basic rate : Rs.28/Sft Location : MBR toilet, Common toilet, Kids BR toilet flooring & at locations wherever directed by EIC. | [12 empty] | 0 | Consider the MBR Toilet & Common Toilet in the Flats
| Ground Floor to 5th floor |  |  | Sqm |  |  | 344 | 360 | 384 |  | 1088 | 1088 | #ERROR! | #ERROR!
| 6th floor to 10th floor |  |  | Sqm |  |  | 320 | 320 | 360 |  | 1000 | 1000 | #ERROR! | #ERROR!
| 11th floor to 15th floor |  |  | Sqm |  |  | 320 | 320 | 360 |  | 1000 | 1000 | #ERROR! | #ERROR!
| 16th floor to 20th floor |  |  | Sqm |  |  | 256 | 256 | 348 |  | 860 | 860 | #ERROR! | #ERROR!
| 21st floor to 25th floor |  |  | Sqm |  |  | 0 | 0 | 120 |  | 120 | 120 | #ERROR! | #ERROR!
| 26th floor to 27th floor |  |  | Sqm | [6 empty] | 0 | RO | #ERROR! | 0
0
| Providing & grouting with EPOXY BASED GROUT of BAL-ENDURA / LATICRETE or equivalent ,etc., complete (quote for grouting works only). Location : Maids room flooring & at locations wherever directed by EIC. |  |  | Sqm |  |  | 1240 | 1256 | 1572 |  | 4068 | 4068 | #ERROR! | #ERROR!
| Providing & grouting with CEMENT BASED GROUT of BAL-ENDURA / LATICRETE or equivalent etc., complete (quote for grouting works only). |  |  | Sqm | [6 empty] | 0 | RO | #ERROR! | 0
[13 empty] | #ERROR! | #ERROR!
N 29.2 | Tile Size : 300x300mm - Anticeramic tile : Basic rate : Rs.34/Sft Location : Balcony flooring & at locations wherever directed by EIC. | [12 empty] | 0 | Consider the Flat Balconies flooring
| Ground Floor to 5th floor |  |  | Sqm |  |  | 195 | 211 | 352 |  | 758 | 758 | #ERROR! | #ERROR!
| 6th floor to 10th floor |  |  | Sqm |  |  | 180 | 190 | 330 |  | 700 | 700 | #ERROR! | #ERROR!
| 11th floor to 15th floor |  |  | Sqm |  |  | 180 | 190 | 330 |  | 700 | 700 | #ERROR! | #ERROR!
| 16th floor to 20th floor |  |  | Sqm |  |  | 144 | 152 | 319 |  | 615 | 615 | #ERROR! | #ERROR!
| 21st floor to 25th floor |  |  | Sqm |  |  | 0 | 0 | 110 |  | 110 | 110 | #ERROR! | #ERROR!
| 26th floor to 27th floor |  |  | Sqm | [6 empty] | 0 | RO | #ERROR! | 0
| Providing & grouting with EPOXY BASED GROUT of BAL-ENDURA / LATICRETE or equivalent ,etc., complete (quote for grouting works only). Location : Maids room flooring & at locations wherever directed by EIC. |  |  | Sqm |  |  | 699 | 743 | 1441 |  | 2883 | 2883 | #ERROR! | #ERROR!
| Providing & grouting with CEMENT BASED GROUT of BAL-ENDURA / LATICRETE or equivalent etc., complete (quote for grouting works only). |  |  | Sqm | [6 empty] | 0 | RO | #ERROR! | 0
N 30 | Providing & Laying Industrial Tiles of Restile make for flooring of approved make, colour and thickness laid over CM 1 : 6 (1 Cement: 6 M sand) of minimum 20mm thk and to match the top of flooring as indicated in drawings and cement slurry @ 3.3 kg/ sqm, tamped, laid to required line & level, including cutting of tiles. Rate to include for providing & fixing of Tile Spacers of 3 mm thick , cleaned & washed with suitable effective Cleaning agent or any suitable means as per instructions of EIC, covering to protect tile with 275 GSM – 2 mm thick Floor guard make or equivalent, joints to be taped, should remain intact till handing over, removed & disposed out of site after completion, etc., complete.. NOTE: RATE TO EXCLUDE FOR GROUTING. Basic Rate Rs.60/sft SIZE OF TILE - 600 mm x 600 mm. Location : Open Terrace at Ground Floor & Refuge flooring at all levels & at locations wherever directed by EIC. |  |  | Sqm |  |  | 0 | 0 | 121 |  | 121 | 121 | #ERROR! | #ERROR! | Consider the Refugee area in Tower C
| Providing & grouting with EPOXY BASED GROUT of BAL-ENDURA / LATICRETE or equivalent ,etc., complete (quote for grouting works only). Location : Open Terrace (1st Floor) & Canopy flooring at all levels & at locations wherever directed by EIC. |  |  | Sqm |  |  |  |  | 121 |  | 121 | 121 | #ERROR! | #ERROR! | Consider the Refugee area in Tower C
| Providing & grouting with CEMENT BASED GROUT of BAL-ENDURA / LATICRETE or equivalent etc., complete (quote for grouting works only). |  |  | Sqm | [6 empty] | 0 | RO | #ERROR! | 0
| Providing & Laying Industrial Tiles of Restile make for skirting -100 mm high of approved make, colour and thickness laid over CM 1 : 3 (1 Cement: 3 M-sand) of 12mm thk including providing and fixing Tile spacers of 3 mm & washed with suitable effective Cleaning agent , providing & grouting with epoxy based grout of BAL-ENDURA / LATICRETE or equivalent, including cutting of tiles as required, necessary lead and lift., etc. complete. NOTE: RATE TO EXCLUDE FOR GROUTING. Basic Rate Rs.60/sft SIZE OF TILE - 600 mm x 600 mm. Location : Open Terrace at Ground Floor & Refuge flooring at all levels & at locations wherever directed by EIC. |  |  | Rmt |  |  | 0 | 0 | 50 |  | 50 | 50 | #ERROR! | #ERROR! | Consider the Refugee area in Tower C
#ERROR!
N 31 | Providing & Fixing of Ceramic tile skirting 100 mm high -laid with CM 1 : 3 (1 Cement: 3 M-sand) of 12mm thk including providing and fixing Tile spacers of 3 mm & washed with suitable effective Cleaning agent , providing & grouting with epoxy based grout of BAL-ENDURA / LATICRETE or equivalent, including cutting of tiles as required, necessary lead and lift., etc. complete. | [11 empty] | #ERROR! | #ERROR!
N 31.1 | Tile Size : 300x300mm - Matt finish ceramic tile : Basic rate : Rs.34/Sft Location : Balcony flooring & at locations wherever directed by EIC. | [11 empty] | #ERROR! | #ERROR! | Consider the Flat Balconies
| Ground Floor to 5th floor |  |  | Rmt |  |  | 465 | 390 | 650 |  | 1505 | 1505 | #ERROR! | #ERROR!
| 6th floor to 10th floor |  |  | Rmt |  |  | 435 | 355 | 610 |  | 1400 | 1400 | #ERROR! | #ERROR!
| 11th floor to 15th floor |  |  | Rmt |  |  | 435 | 355 | 610 |  | 1400 | 1400 | #ERROR! | #ERROR!
| 16th floor to 20th floor |  |  | Rmt |  |  | 348 | 284 | 589 |  | 1221 | 1221 | #ERROR! | #ERROR!
| 21st floor to Terrace |  |  | Rmt |  |  | 0 | 0 | 202 |  | 202 | 202 | #ERROR! | #ERROR!
0
N 32 | Providing & fixing of Glazed / Ceramic tile for dado laid over CM 1 : 6 (1 Cement: 6 M-sand) of average 12 mm thick, over which cement paste of 3.3 kg / sqm shall be applied including providing & fixing of Tile Spacers of 3 mm, including cutting of tiles, washing & cleaning the tile surface etc., complete as per standard specifications / approved drawings and as directed by engineer - in - charge. Contractor has to ensure protection of finished floor till handing over to the customer. NOTE: RATE TO EXCLUDE FOR GROUTING. | [12 empty] | 0
0
N 32.1 | Tile Size : 300x600mm - Glazed / Ceramic tile Location : MBR toilet, common toilet & kids room toilet dado & at locations wherever directed by EIC. Basic rate : Rs.34/Sft | [12 empty] | 0 | Consider the dadoing ht. as 2.4m
| Ground Floor to 5th floor |  |  | Sqm |  |  | 1499 | 1552 | 1664 |  | 4715 | 4715 | 974.88 | 4596559.2
| 6th floor to 10th floor |  |  | Sqm |  |  | 1395 | 1380 | 1560 |  | 4335 | 4335 | 974.88 | 4226104.8
| 11th floor to 15th floor |  |  | Sqm |  |  | 1395 | 1380 | 1560 |  | 4335 | 4335 | 974.88 | 4226104.8
| 16th floor to 20th floor |  |  | Sqm |  |  | 1116 | 1104 | 1508 |  | 3728 | 3728 | 974.88 | 3634352.64
| 21st floor to 25th floor |  |  | Sqm |  |  | 0 | 0 | 520 |  | 520 | 520 | 974.88 | 506937.6
| 26th floor to 27th floor |  |  | Sqm | [6 empty] | 0 | RO | #ERROR! | 0
0
| Providing & grouting with EPOXY BASED GROUT of BAL-ENDURA / LATICRETE or equivalent ,etc., complete (quote for grouting works only). Location : MBR toilet, common toilet & kids room toilet dado & at locations wherever directed by EIC. |  |  | Sqm |  |  | 5405 | 5416 | 6812 |  | 17633 | 17633 | #ERROR! | #ERROR!
| Providing & grouting with CEMENT BASED GROUT of BAL-ENDURA / LATICRETE or equivalent ,etc., complete (quote for grouting works only). |  |  | Sqm | [6 empty] | 0 | RO | #ERROR! | 0
0
N 33.2 | "Providing & laying vitrified tiles (SRI tiles) for flooring of approved make, colour and thickness laid over CM 1 : 6 (1 Cement: 6 M-sand) of minimum 20mm thk and to match the top of flooring as indicated in drawings and cement slurry @ 3.3 kg/ sqm, tamped, laid to required line & level, including cutting of tiles. Rate to include for providing & fixing of Tile Spacers of 3 mm thick , cleaned & washed with suitable effective cleaning agent or any suitable means as per instructions of EIC, covering to protect tile with 275 GSM # 2 mm thick Floor guard make or equivalent, joints to be taped, should remain intact till handing over, removed & disposed out of site after completion, etc., complete. NOTE: RATE TO EXCLUDE FOR GROUTING Basic rate of tile: Rs. 43/sft for SRI tiles. Size of tile: 300x300 mm Location : Terrace flooring & at locations wherever directed by EIC. |  |  | Sqm |  |  | 796 | 994 | 740 | 253 | 2783 | 2783 | 1277 | 3553891 | Schedule H indicates clay tiles, considered vit tiles as part of premiumization. Project head to note & confirm on the same
| Providing & grouting 6mm wide with CEMENT BASED Non Shrink free flow grout /GP2 of Fosroc or equivalent ,etc., complete (quote for grouting works only). |  |  | Sqm |  |  | 796 | 994 | 740 | 253 | 2783 | 2783 | 52 | 144716
| Providing & grouting 6 mm wide with EPOXY BASED GROUT of BAL-ENDURA / LATICRETE or equivalent etc., complete (quote for grouting works only). |  |  | Sqm | [6 empty] | 0 | RO |  | 0
0
N 33 | Alternate item for Terrace clay tiles: Providing and laying pressed clay tiles over CM 1 : 6 (1 Cement: 6 M-sand) of minimum 20mm thk and to match the top of flooring as indicated in drawings over which cement slurry/ paste @ 3.3 kg / sqm on terraces to required line, level & slope with including providing 6 mm tile spacers, curing, cleaning, lead & lift etc., complete. Tile size - 9" x 9" - 18 mm thk or 5" x 10" - 15-16mm thk NOTE: RATE TO EXCLUDE FOR GROUTING. | [12 empty] | 0
N 33.1 | Basic Rate : Rs.20/Sft Location : Terrace flooring & at locations wherever directed by EIC. |  |  | Sqm |  |  | 0 | 0 | 0 |  | 0 | RO |  | 0 | Project head to confirm lineitem required or not
| Providing & grouting 6mm wide with CEMENT BASED Non Shrink free flow grout /GP2 of Fosroc or equivalent ,etc., complete (quote for grouting works only). |  |  | Sqm |  |  | 0 | 0 | 0 |  | 0 | RO |  | 0
| Providing & grouting 6 mm wide with EPOXY BASED GROUT of BAL-ENDURA / LATICRETE or equivalent etc., complete (quote for grouting works only). |  |  | Sqm | [6 empty] | 0 | RO |  | 0
N 34 | Providing & Fixing of clay tile skirting 115 mm high, as per instructions of EIC, laid with CM1:3 (1 Cement: 3 M-sand) of 12mm thk including providing and fixing Tile spacers of 6 mm, providing & grouting with cement based grout of BAL-ENDURA / LATICRETE or equivalent, including cutting of tiles as required, cutting of Tiles as required, including necessary lead and lift., etc. complete. Tile size 9" x 9" - 18 mm thk or 5" x 10" - 15-16mm thk | [12 empty] | 0
N 34.1 | Basic Rate : Rs.20/Sft Location : Terrace flooring & at locations wherever directed by EIC. |  |  | Rmt | [6 empty] | 0 | RO |  | 0 | Considered for the Terrace area & also the perimeter of the shafts.
N 35 | Same as above N35 but using full tile size for skirting Note: Mode of measurement considered in Sqm. |  |  | Sqm | [6 empty] | 0 | RO |  | 0
N 35.1 | Same as above LI N35, but using full ht tile for skirting with Vitrified tiles (SRI tiles) of Size : 300x300mm Location : Terrace Floor skirting & at locations wherever directed by EIC. Basic rate of tile: Rs. 43/sft for SRI tiles. Note: Mode of measurement considered in Sqm. |  |  | Sqm |  |  | 109 | 116 | 95 | 80 | 400 | 400 | 1385 | 554000
0
N36 | Cutting grooves of size 6mm x 12mm in clay tile flooring at every 6m interval in both the directions at terrace locations, providing and filling the groove with polyurethane sealant 'SU10 of Ardex Endura' or polysulphide sealant 'Thioflex 600 of FOSROC' or equivalent make including providing and applying suitable primer as per manufacturer's specification. Rate to include for removal of debris, cleaning of the groove before filling, inserting backer rod of required size etc. complete as per standard specifications / approved drawings and as directed by EIC. | [12 empty] | 0
N 36.1 | Location : Terrace flooring & at locations wherever directed by EIC. |  |  | Rmt |  |  | 183.996 | 262 | 196 | 0 | 641.996 | 641.996 | 205 | 131609.18 | Considered for the Terrace area in all the floors with intervals in both the directions
0
N 37 | Providing and spreading 25mm thick average POP after clearing the laitance and debris over granite flooring POP should remain intact till handing over, removed & disposed out of site after completion, etc., complete Location : At locations wherever directed by EIC. |  |  | Sqm |  |  | 580 | 736 | 740 | 0 | 2056 | 2056 | 100 | 205600 | Considered Flooring, skirting, ramp, entry staircase for granite flooring
0
N 38 | Providing & Fixing of PVC beading for corners of tile dado of Arpita or equivalent make of approved shade fixed to proper line & level at locations as shown in the drg and as per directions of EIC, etc., complete. External round edge PVC tile beading. | [12 empty] | 0
N 38.1 | Location : unit Toilets , Ledge wall & at locations wherever directed by EIC. |  |  | Rmt |  |  | 2415 | 2383 | 2727 | 0 | 7525 | 7525 | 92 | 692300 | Considered for the Ledge wall sides &Wall dadoing corner in the Toilet
0
N 39 | Providing and laying 200 micron thick PU floor coating FLORTHANE of Apurva or any other approved equivalent make based on polyurethane resin. FLORTHANE combines superior chemical and abrasion resistance with excellent adhesion, colour retention and weather ability. The system Pack components are pre-weighed for optimum performance. The surface to be coated, should be free from loose particles, rust, oils, grease, or earlier coatings and should be thoroughly dry, prime the surface with water based primer coat FLORPRIME WB or any other equivalent make. Followed by FLORTHANE smooth roller finished coats with 2 coats in approved colour. all as per manufacturer specification, drawings and as directed by engineer-in-charge. | [12 empty] | 0
N 39.1 | Location: Pump rooms of STP & UG SUMP & at locations as directed by EIC. |  |  | Sqm | 41 | [5 empty] | 0 | 41 | 700 | 28700 | Pump room flooring
0
| SUB TOTAL OF FLOORING WORKS | [12 empty] | 22500875.22
P | PAINTING WORKS
PREMABLE : (i) Flat surface area will be measured for payment for all types of painting. No additional coefficient will be considered for painting over uneven surface unless otherwise specified. (ii) Paints with low VOC to be used for all painting works. (iii) Providing and fixing of Masking tape before commencement of painting works, to be taped at the junction of doors, windows, electrical boxes and at locations wherever directed by EIC including removal of the same. (iv) Providing and covering of Flooring works and at locations wherever directed by EIC ,with suitable protection material before commencement of painting and including removal of the same.
P 1 | Providing and applying one coat Scratch texture of approved finish and two coats of premium range exterior grade emulsion of approved colour and make over the surface get even shade and finish surface with necessary cleaning, removal of all loose cement, dead mortars, lime, laitance, preparation of surface, as per approved sample and all as per the directions of EIC etc., complete. RATE TO INCLUDE FOR MS SCAFFOLDING |  |  | Sqm | 0 | 0 | 0 | 0 | 0 | 0 | 0 | RO | #ERROR! | 0
0
P 2 | Providing and applying one coat of scratch texture of approved / desired finish, two coats of exterior grade emulsion of approved colour and make including one coat of primer and one coat of coarse putty over external wall to get even finish surface, as per approved sample and all as per the directions of EIC including for necessary cleaning & preparation of surface, removal of all loose cement, dead mortars, lime, laitance, etc. Rate including the cost of all materials, labour, equipment and machinery, work at all levels, leads and lifts, loading and unloading, transportation and all other incidental charges etc., complete. RATE TO INCLUDE FOR MS SCAFFOLDING Location: External walls & at locations wherever directed by EIC. | [10 empty] | RO | #ERROR! | 0
P 2.1 | Ground floor lvl to to Terrace floor - Elevation walls including window boxing & projections |  |  | Sqm | 0 | 0 | 11153 | 16492 | 14121 | 2906 | 44672 | 44672 | #ERROR! | #ERROR!
P 2.2 | Locations -GF Terrace, Refugee Terrace & Main Terrace external paint - parapet wall (exposed side) & at locations wherever directed by EIC. |  |  | Sqm | 0 | 0 | 2137 | 2319 | 2291 | 0 | 6747 | 6747 | #ERROR! | #ERROR!
0
P 3 | Providing, erecting & removal of MS scaffolding for Item no. P1 at all levels with all necessary labours, lead, lift and safety measure, etc., complete. Note: Actual area of scaffolding will be measured for payment. |  |  | Sqm | 0 | 0 | 0 | 0 | 0 | 0 | 0 | RO |  | 0 | Rate is already included in the specfication of item no P1
P 4 | Providing, erecting and removing gandola scaffolding for Item no. P1 at all levels with all necessary labours, lead, lift and safety measure, etc., complete. Note: Area of painting will be measured for payment. |  |  | Sqm | 0 | 0 | 0 | 0 | 0 | 0 | 0 | RO |  | 0 | Rate is already included in the specfication of item no P1
P 4.1 | Providing, erecting and removing Spider kit suspended scaffolding for Item no. P1 at all levels with all necessary labours, lead, lift and safety measure, etc., complete. Note: Area of painting will be measured for payment. |  |  | Sqm | 0 | 0 | 0 | 0 | 0 | 0 | 0 | RO |  | 0 | Rate is already included in the specfication of item no P1
0
P 5 | Providing & painting two coats of exterior grade emulsion paint of approved / desired finish, colour & shade to external surfaces including one coat of primer and one coat of exterior grade putty including necessary scaffolding, cleaning of paint stains where ever necessary etc., complete Rate including the cost of all materials, labour, equipment and machinery, work at all levels, leads and lifts, loading and unloading, transportation and all other incidental charges etc., complete. | [5 empty] | 776 | [6 empty] | 0
P 5.1 | Location: Chejjas / Window projections / balcony Door Projection painting at all levels & at locations wherever directed by EIC. |  |  | Sqm | 0 | 0 | 510 | 492 | 230 |  | 1232 | 1232 | #ERROR! | #ERROR!
P 5.2 | Location: Ground - Shear Wall, Stilt floor lobby outer walls, electric room outer walls, Stilt - ceiling (excluding staircase, service area & lobby ceiling) & at locations wherever directed by EIC. |  |  | Sqm | 0 | 0 | 950 | 1077 | 699 |  | 2726 | 2726 | #ERROR! | #ERROR!
P 5.3 | Location: Open space between towers (which is not exposed directly) / Skylight / OTS inner face walls & at locations wherever directed by EIC. |  |  | Sqm | 0 | 0 | 6819 | 5432 | 8699 |  | 20950 | 20950 | #ERROR! | #ERROR!
P 5.4 | Location: Inner wall of Parapet wall, duct outer walls(facing towards inner side), SHR (facing towards inner side) & OHT (Outer walls) & at locations wherever directed by EIC. |  |  | Sqm | 0 | 0 | 429 | 441 | 400 | 137 | 1407 | 1407 | #ERROR! | #ERROR!
P 6 | Providing & painting two coat of exterior grade emulsion paint of approved / desired finish, colour & shade to external surfaces including one coat of primer including necessary scaffolding, cleaning of paint stains where ever necessary etc., complete Rate including the cost of all materials, labour, equipment and machinery, work at all levels, leads and lifts, loading and unloading, transportation and all other incidental charges etc., complete. Location: At locations wherever directed by EIC. |  |  | Sqm | 0 | 0 | 0 | 0 | 0 | 0 | 0 | RO | #ERROR! | 0
0
P 7 | Providing and applying two coats of Interior grade Premium acrylic emulsion paint of approved make and colour as per manufacturer's specifications, to get an approved / desired finish and shade, including one coat primer and and two coat of fine putty, including necessary sand papering & preparation of surface, Cleaning after completion, MS scaffolding wherever required, etc., complete, and as directed by engineer-in-charge. NOTE: The putty applied should be of minimum of 5mm thick and should cover all the undulations to form a smooth and even surface. | [12 empty] | 0
P 7.1 | Location: Apartment units(foyer, living, dining, study, all bedrooms, kitchen, utility & family) internal wall painting & at locations wherever directed by EIC. | [12 empty] | 0
| Basement-2 floor lvl to Ground floor |  |  | Sqm | 0 | 0 | 0 | 0 | 0 | 0 | 0 | RO | #ERROR! | 0
| Ground Floor to 5th floor |  |  | Sqm | 0 | 0 | 7690 | 9929 | 7542 | 0 | 25161 | 25161 | #ERROR! | #ERROR!
| 6th floor to 10th floor |  |  | Sqm | 0 | 0 | 7185 | 8810 | 7070 | 0 | 23065 | 23065 | #ERROR! | #ERROR!
| 11th floor to 15th floor |  |  | Sqm | 0 | 0 | 7185 | 8810 | 7070 | 0 | 23065 | 23065 | #ERROR! | #ERROR!
| 16th floor to 20th floor |  |  | Sqm | 0 | 0 | 5748 | 7048 | 6835 | 0 | 19631 | 19631 | #ERROR! | #ERROR!
| 21st floor to 22nd floor |  |  | Sqm | 0 | 0 | 0 | 0 | 2358 | 0 | 2358 | 2358 | #ERROR! | #ERROR!
P 7.2 | Location: Apartment unit (foyer, living, dining, study, all bedrooms, kitchen, utility & family) internal ceiling painting & at locations wherever directed by EIC. | [12 empty] | 0
| Basement-2 floor lvl to Ground floor |  |  | Sqm | 0 | 0 | 0 | 0 | 0 | 0 | 0 | RO | #ERROR! | 0
| Ground Floor to 5th floor |  |  | Sqm | 0 | 0 | 2450 | 3519 | 2774 | 0 | 8743 | 8743 | #ERROR! | #ERROR!
| 6th floor to 10th floor |  |  | Sqm | 0 | 0 | 2280 | 3120 | 2600 | 0 | 8000 | 8000 | #ERROR! | #ERROR!
| 11th floor to 15th floor |  |  | Sqm | 0 | 0 | 2280 | 3120 | 2600 | 0 | 8000 | 8000 | #ERROR! | #ERROR!
| 16th floor to 20th floor |  |  | Sqm | 0 | 0 | 1824 | 2496 | 2514 | 0 | 6834 | 6834 | #ERROR! | #ERROR!
| 21st floor to 22nd floor |  |  | Sqm | 0 | 0 | 0 | 0 | 868 | 0 | 868 | 868 | #ERROR! | #ERROR!
0
P 8 | Providing and applying two coats of Interior grade Acrylic emulsion paint of approved make and colour as per manufacturer's specifications, to get an approved / desired finish and shade, including one coat primer and two coat of coarse putty and two coat of fine putty, including necessary sand papering & preparation of surface, Cleaning after completion, MS scaffolding wherever required, etc., complete, and as directed by engineer-in-charge. NOTE: The putty applied should be of minimum of 5mm thick and should cover all the undulations to form a smooth and even surface. | [12 empty] | 0
P 8.1 | For Lobby & corridor walls beyond 1.20m height and at locations wherever directed by EIC. | [12 empty] | 0
| Basement-2 floor lvl to Ground floor |  |  | Sqm | 0 | 0 | 123 | 124 | 128 |  | 375 | 375 | #ERROR! | #ERROR!
| Ground Floor to 5th floor |  |  | Sqm | 0 | 0 | 820 | 1028 | 731 |  | 2579 | 2579 | #ERROR! | #ERROR!
| 6th floor to 10th floor |  |  | Sqm | 0 | 0 | 715 | 870 | 600 |  | 2185 | 2185 | #ERROR! | #ERROR!
| 11th floor to 15th floor |  |  | Sqm | 0 | 0 | 715 | 870 | 600 |  | 2185 | 2185 | #ERROR! | #ERROR!
| 16th floor to 20th floor |  |  | Sqm | 0 | 0 | 572 | 696 | 600 |  | 1868 | 1868 | #ERROR! | #ERROR!
| 21st floor to 22nd floor |  |  | Sqm | 0 | 0 | 0 | 0 | 240 |  | 240 | 240 | #ERROR! | #ERROR!
P 8.2 | For Lobby & corridor ceiling and at locations wherever directed by EIC. | [12 empty] | 0
| Basement-2 floor lvl to Ground floor |  |  | Sqm | 0 | 0 | 79 | 85 | 89 |  | 253 | 253 | #ERROR! | #ERROR!
| Ground Floor to 5th floor |  |  | Sqm | 0 | 0 | 539 | 648 | 463 |  | 1650 | 1650 | #ERROR! | #ERROR!
| 6th floor to 10th floor |  |  | Sqm | 0 | 0 | 450 | 555 | 380 |  | 1385 | 1385 | #ERROR! | #ERROR!
| 11th floor to 15th floor |  |  | Sqm | 0 | 0 | 450 | 555 | 380 |  | 1385 | 1385 | #ERROR! | #ERROR!
| 16th floor to 20th floor |  |  | Sqm | 0 | 0 | 360 | 444 | 380 |  | 1184 | 1184 | #ERROR! | #ERROR!
| 21st floor to 22nd floor |  |  | Sqm | 0 | 0 | 0 | 0 | 152 |  | 152 | 152 | #ERROR! | #ERROR!
P 8.3 | Same as above LI P 8 but with Exterior grade acrylic emulsion paint Location: Ceiling painting - Balcony & at locations wherever directed by EIC. | [12 empty] | 0
| Ground Floor to 5th floor |  |  | Sqm | 0 | 0 | 195 | 211 | 352 |  | 758 | 758 | #ERROR! | #ERROR!
| 6th floor to 10th floor |  |  | Sqm | 0 | 0 | 180 | 190 | 330 |  | 700 | 700 | #ERROR! | #ERROR!
| 11th floor to 15th floor |  |  | Sqm | 0 | 0 | 180 | 190 | 330 |  | 700 | 700 | #ERROR! | #ERROR!
| 16th floor to 20th floor |  |  | Sqm | 0 | 0 | 144 | 152 | 319 |  | 615 | 615 | #ERROR! | #ERROR!
| 21st floor to 22nd floor |  |  | Sqm | 0 | 0 | 0 | 0 | 110 |  | 110 | 110 | #ERROR! | #ERROR!
0
P 9 | Providing and applying one coat pressed bubble texture and two coats of Interior grade acrylic emulsion paint of approved make and colour as per manufacturer's specifications, to get an approved / desired finish and shade, including one coat primer, two coats of coarse putty and two coats of fine putty, including necessary sand papering & preparation of surface, Cleaning after completion, MS scaffolding wherever required, etc., complete, and as directed by engineer-in-charge. NOTE: The putty applied should be of minimum of 5mm thick and should cover all the undulations to form a smooth and even surface. including preparation of surface, Cleaning after completion, necessary sand papering, MS scaffolding wherever required, etc., complete, and as directed by engineer-in-charge. | [12 empty] | 0 | As per the BEL confirmation , we have consider the Vitrified dadoing upto 1.2m ht. from FFL and above emulsion paint
P 9.1 | Location: Passenger / Fire lift lobby & Corridor walls upto 1.20m at all levels and at locations wherever directed by EIC. | [12 empty] | 0
| Basement-2 floor lvl to Ground floor lvl |  |  | Sqm | 183 | 0 | 0 | 0 | 0 | 0 | 0 | 183 | #ERROR! | #ERROR!
| Ground Floor to 5th floor |  |  | Sqm | 0 | 0 | 513 | 626 | 396 | 0 | 1535 | 1535 | #ERROR! | #ERROR!
| 6th floor to 10th floor |  |  | Sqm | 0 | 0 | 425 | 535 | 335 | 0 | 1295 | 1295 | #ERROR! | #ERROR!
| 11th floor to 15th floor |  |  | Sqm | 0 | 0 | 425 | 535 | 335 | 0 | 1295 | 1295 | #ERROR! | #ERROR!
| 16th floor to 20th floor |  |  | Sqm | 0 | 0 | 340 | 428 | 335 | 0 | 1103 | 1103 | #ERROR! | #ERROR!
| 21st floor to 22nd floor |  |  | Sqm | 0 | 0 | 0 | 0 | 134 | 0 | 134 | 134 | #ERROR! | #ERROR!
| Terrace |  |  | Sqm | 0 | 0 | 0 | 0 | 0 | 0 | 0 | RO | #ERROR! | 0
P 9.2 | Location: Staircase walls upto 1.20m height at all levels and at locations wherever directed by EIC. | [12 empty] | 0
| Basement-2 floor lvl to B1 floor lvl |  |  | Sqm | 17 | 0 | 38 | 27 | 30 | 0 | 95 | 112 | #ERROR! | #ERROR!
| Basement-1 floor lvl to Ground floor |  |  | Sqm | 17 | 0 | 38 | 27 | 30 | 0 | 95 | 112 | #ERROR! | #ERROR!
| Ground Floor to 5th floor |  |  | Sqm | 0 | 0 | 228 | 179 | 188 | 0 | 595 | 595 | #ERROR! | #ERROR!
| 6th floor to 10th floor |  |  | Sqm | 0 | 0 | 190 | 150 | 155 | 0 | 495 | 495 | #ERROR! | #ERROR!
| 11th floor to 15th floor |  |  | Sqm | 0 | 0 | 190 | 150 | 155 | 0 | 495 | 495 | #ERROR! | #ERROR!
| 16th floor to 20th floor |  |  | Sqm | 0 | 0 | 152 | 150 | 155 | 0 | 457 | 457 | #ERROR! | #ERROR!
| 21st floor to 22nd floor |  |  | Sqm | 0 | 0 | 0 | 60 | 62 | 0 | 122 | 122 | #ERROR! | #ERROR!
| Terrace |  |  | Sqm | 0 | 0 | 38 | 30 | 31 | 0 | 99 | 99 | #ERROR! | #ERROR!
P 9.3 | Providing and applying one coat pressed bubble texture and two coats of Interior grade acrylic emulsion paint of approved make and colour as per manufacturer's specifications, to get an approved / desired finish and shade, including one coat primer with one coat putty, including preparation of surface, cleaning after completion, necessary sand papering, MS scaffolding wherever required, etc., complete, and as directed by engineer-in-charge. | [12 empty] | 0 | As per the BEL confirmation , we have consider the Vitrified dadoing upto 1.2m ht. from FFL and above emulsion paint
a | Location: Basement lift lobby at all levels and at locations wherever directed by EIC. | [12 empty] | 0
| Basement-2 |  |  | Sqm | [6 empty] | 0 | RO | #ERROR! | 0
| Basement-1 |  |  | Sqm | [6 empty] | 0 | RO | #ERROR! | 0
0
b | Location: Basement staircase walls upto 1.2M at all levels and at locations wherever directed by EIC. | [12 empty] | 0
| Basement-2 |  |  | Sqm | [6 empty] | 0 | RO | #ERROR! | 0
| Basement-1 |  |  | Sqm | [6 empty] | 0 | RO | #ERROR! | 0
0
| ALTERNATE TO ABOVE ITEM P 9.3 | [12 empty] | 0
P 10 | Providing and applying one coat of scratch texture and two coats of interior grade acrylic emulsion of approved make and colour as per manufacturer's specifications, to get an approved / desired finish and shade, two coats of coarse putty and two coats of fine putty, including necessary sand papering & preparation of surface, Cleaning after completion, MS scaffolding wherever required, etc., complete, and as directed by engineer-in-charge. NOTE: The putty applied should be of minimum of 5mm thick and should cover all the undulations to form a smooth and even surface. including preparation of surface, Cleaning after completion, necessary sand papering, MS scaffolding wherever required, etc., complete, and as directed by engineer-in-charge. | [12 empty] | 0 | As per the BEL confirmation , we have consider the Vitrified dadoing upto 1.2m ht. from FFL and above emulsion paint
P 10.1 | Location: Basement lift lobby & corridor walls upto 1.2M at all levels and at locations wherever directed by EIC. |  |  | Sqm | [6 empty] | 0 | RO | #ERROR! | 0
P 10.2 | Location: Basement staircase walls upto 1.2M at all levels and at locations wherever directed by EIC. |  |  | Sqm | [6 empty] | 0 | RO | #ERROR! | 0
0
P 11 | "Providing and applying two coats of Acrylic Based Washable Distemper of approved make and colour as per manufacturer's specifications, to get an approved / desired finish and shade, including one coat of primer, one coats of coarse putty and one coats of fine putty, including necessary sand papering & preparation of surface, Cleaning after completion, MS scaffolding wherever required, etc., complete, and as directed by engineer-in-charge. NOTE: The putty applied should be of minimum of 5mm thick and should cover all the undulations to form a smooth and even surface. including preparation of surface, Cleaning after completion, necessary sand papering, MS scaffolding wherever required, etc., complete, and as directed by engineer-in-charge. " | [12 empty] | 0 | Considered the OBD paint finishes for the MEP Service Rooms as per the approved specifications.
P 11.1 | Location: For Service area walls and at locations wherever directed by EIC. | [12 empty] | 0
| Stilt floor & At locations directed by EIC |  |  | Sqm | [6 empty] | 0 | RO | #ERROR! | 0
0
P 11.2 | Location: Staircase walls beyond 1.20m at all levels and at locations wherever directed by EIC. | [12 empty] | 0
| Basement-2 floor lvl to Ground floor |  |  | Sqm | 0 | 0 | 0 | 0 | 0 | 0 | 0 | RO | #ERROR! | 0
| Ground Floor to 5th floor |  |  | Sqm | 0 | 0 | 0 | 0 | 0 | 0 | 0 | RO | #ERROR! | 0
| 6th floor to 10th floor |  |  | Sqm | 0 | 0 | 0 | 0 | 0 | 0 | 0 | RO | #ERROR! | 0
| 11th floor to 15th floor |  |  | Sqm | 0 | 0 | 0 | 0 | 0 | 0 | 0 | RO | #ERROR! | 0
| 16th floor to 20th floor |  |  | Sqm | 0 | 0 | 0 | 0 | 0 | 0 | 0 | RO | #ERROR! | 0
| 21st floor to 22nd floor |  |  | Sqm | 0 | 0 | 0 | 0 | 0 | 0 | 0 | RO | #ERROR! | 0
P 11.3 | Location: Undersides of waist slab of Staircase & sides at all levels and at locations wherever directed by EIC. | [12 empty] | 0
| Basement-2 floor lvl to Ground floor |  |  | Sqm | 0 | 0 | 0 | 0 | 0 | 0 | 0 | RO | #ERROR! | 0
| Ground Floor to 5th floor |  |  | Sqm | 0 | 0 | 0 | 0 | 0 | 0 | 0 | RO | #ERROR! | 0
| 6th floor to 10th floor |  |  | Sqm | 0 | 0 | 0 | 0 | 0 | 0 | 0 | RO | #ERROR! | 0
| 11th floor to 15th floor |  |  | Sqm | 0 | 0 | 0 | 0 | 0 | 0 | 0 | RO | #ERROR! | 0
| 16th floor to 20th floor |  |  | Sqm | 0 | 0 | 0 | 0 | 0 | 0 | 0 | RO | #ERROR! | 0
| 21st floor to 22nd floor |  |  | Sqm | 0 | 0 | 0 | 0 | 0 | 0 | 0 | RO | #ERROR! | 0
P 11.4 | Location: For Service area ceiling and at locations wherever directed by EIC. | [12 empty] | 0
| Stilt floor & At locations directed by EIC |  |  | Sqm | 0 | 0 | 0 | 0 | 0 | 0 | 0 | RO | #ERROR! | 0
0
P 11 | "Providing and applying two coats of Acrylic Based Oil Bund Distemper of approved make and colour as per manufacturer's specifications, to get an approved / desired finish and shade, including one coat of primer, one coats of coarse putty and one coats of fine putty, including necessary sand papering & preparation of surface, Cleaning after completion, MS scaffolding wherever required, etc., complete, and as directed by engineer-in-charge. NOTE: The putty applied should be of minimum of 5mm thick and should cover all the undulations to form a smooth and even surface. including preparation of surface, Cleaning after completion, necessary sand papering, MS scaffolding wherever required, etc., complete, and as directed by engineer-in-charge. " | [12 empty] | 0 | Considered the OBD paint finishes as per the approved specifications.
P 11.1 | Location: For Service area walls and at locations wherever directed by EIC. |  |  | Sqm | 0 | 0 | 595 | 600 | 937 | 0 | 2132 | 2132 | #ERROR! | #ERROR!
0
P 11.2 | Location: Staircase walls beyond 1.20m at all levels and at locations wherever directed by EIC. | [12 empty] | 0
| Basement-2 floor lvl to B1 floor lvl |  |  | Sqm | 34 | 0 | 68 | 62 | 62 | 0 | 192 | 226 | #ERROR! | #ERROR!
| B1 to Ground Floor lvl |  |  | Sqm | 34 | 0 | 105 | 97 | 97 | 0 | 299 | 333 | #ERROR! | #ERROR!
| Ground Floor to 5th floor |  |  | Sqm | 0 | 0 | 371 | 336 | 896 | 0 | 1603 | 1603 | #ERROR! | #ERROR!
| 6th floor to 10th floor |  |  | Sqm | 0 | 0 | 290 | 280 | 285 | 0 | 855 | 855 | #ERROR! | #ERROR!
| 11th floor to 15th floor |  |  | Sqm | 0 | 0 | 290 | 280 | 285 | 0 | 855 | 855 | #ERROR! | #ERROR!
| 16th floor to 20th floor |  |  | Sqm | 0 | 0 | 232 | 224 | 285 | 0 | 741 | 741 | #ERROR! | #ERROR!
| 21st floor to 22nd floor |  |  | Sqm | 0 | 0 | 0 | 0 | 114 | 0 | 114 | 114 | #ERROR! | #ERROR!
| Terrace Floor |  |  | Sqm | 0 | 0 | 58 | 56 | 79 | 0 | 193 | 193 | #ERROR! | #ERROR!
P 11.3 | Location: Undersides of waist slab of Staircase & sides at all levels and at locations wherever directed by EIC. | [12 empty] | 0
| Basement-2 floor lvl to B1 floor lvl |  |  | Sqm | 16 | 0 | 34 | 30 | 16 | 0 | 80 | 96 | #ERROR! | #ERROR!
| B1 to Ground Floor lvl |  |  | Sqm | 16 | 0 | 36 | 30 | 31 | 0 | 97 | 113 | #ERROR! | #ERROR!
| Ground Floor to 5th floor |  |  | Sqm | 0 | 0 | 216 | 205 | 192 | 0 | 613 | 613 | #ERROR! | #ERROR!
| 6th floor to 10th floor |  |  | Sqm | 0 | 0 | 180 | 155 | 160 | 0 | 495 | 495 | #ERROR! | #ERROR!
| 11th floor to 15th floor |  |  | Sqm | 0 | 0 | 180 | 155 | 160 | 0 | 495 | 495 | #ERROR! | #ERROR!
| 16th floor to 20th floor |  |  | Sqm | 0 | 0 | 144 | 124 | 160 | 0 | 428 | 428 | #ERROR! | #ERROR!
| 21st floor to 22nd floor |  |  | Sqm | 0 | 0 | 0 | 0 | 64 | 0 | 64 | 64 | #ERROR! | #ERROR!
| Above Terrace Floor |  |  | Sqm | 0 | 0 | 36 | 31 | 31 | 0 | 98 | 98 | #ERROR! | #ERROR! | Floor Name changed 26th Floor to 27th Floor to Above terrace Floor
P 11.4 | Location: For Service area ceiling and at locations wherever directed by EIC. | [12 empty] | 0
| Stilt floor & At locations directed by EIC |  |  | Sqm |  |  | 39 | 57 | 66 | 0 | 162 | 162 | #ERROR! | #ERROR!
0
P 12 | Providing and applying two coats of Acrylic Based Washable Distemper of approved make and colour as per manufacturer's specifications, to get an approved / desired finish and shade, including one coat of primer and two coats of putty, including preparation of surface, cleaning after completion, necessary sand papering, MS scaffolding wherever required, etc., complete, and as directed by engineer-in-charge. | [12 empty] | 0 | Considered the Emulsion paint finishes as per the approved specifications.
P 12.3 | Location: Basement 2 to Basement-1 : Service area, pump room staircase, Pump rooms & LMR ceiling at all levels and at locations wherever directed by EIC. |  |  | Sqm |  |  | 13 | 12 | 13 | 0 | 38 | 38 | #ERROR! | #ERROR!
0
P 12.4 | Location: Basement 2 to Basement-1 : Service area, pump room staircase, Pump rooms & LMR walls at all levels and at locations wherever directed by EIC. |  |  | Sqm |  |  | 52 | 50 | 52 | 0 | 154 | 154 | #ERROR! | #ERROR!
0
P 13 | Providing and applying two coats of exterior grade emulsion paint of approved make and colour as per manufacturer's specifications, to get an approved / desired finish and shade, including one coat primer, two coats of exterior grade coarse putty and two coarse of exterior grade fine putty including necessary sand papering & preparation of surface, cleaning after completion, MS scaffolding wherever required, etc., complete, and as directed by engineer-in-charge for walls, beams, columns, fins, etc. complete. The above mentioned putty should cover undulations upto 5mm. Location: Balcony wall painting & at locations wherever directed by EIC. | [12 empty] | 0 | Considered the balconies wall painting
| Ground Floor to 5th floor |  |  | Sqm |  |  | 800 | 937 | 1473 |  | 3210 | 3210 | #ERROR! | #ERROR!
| 6th floor to 10th floor |  |  | Sqm |  |  | 730 | 855 | 1385 |  | 2970 | 2970 | #ERROR! | #ERROR!
| 11th floor to 15th floor |  |  | Sqm |  |  | 730 | 855 | 1385 |  | 2970 | 2970 | #ERROR! | #ERROR!
| 16th floor to 20th floor |  |  | Sqm |  |  | 584 | 684 | 1336 |  | 2604 | 2604 | #ERROR! | #ERROR!
| 21st floor to 25th floor |  |  | Sqm |  |  | 0 | 0 | 456 |  | 456 | 456 | #ERROR! | #ERROR!
| Above Terrace Floor |  |  | Sqm |  |  | 0 | 0 | 0 |  | 0 | RO | #ERROR! | 0
0
P 14 | Providing and applying one coat of economy range Exterior grade emulsion of ACE make or equivalent of approved colour including one coat of exterior grade primer, as per manufacturer's specifications etc., complete, Cleaning after completion, necessary sand papering, MS scaffolding wherever required, etc., complete, and as directed by engineer-in-charge for following locations. | [12 empty] | 0
P 14.1 | Duct walls | [12 empty] | 0
| Basement-2 floor lvl to Ground floor |  |  | Sqm |  |  | 238 | 199 | 147 | 0 | 584 | 584 | #ERROR! | #ERROR!
| Ground floor level to Terrace |  |  | Sqm |  |  | 2276 | 1934 | 1955 | 490 | 6655 | 6655 | #ERROR! | #ERROR!
0
P 14.2 | Lift shaft walls | [12 empty] | 0
| Basement-2 floor lvl to Ground floor |  |  | Sqm |  |  | 210 | 163 | 163 |  | 536 | 536 | #ERROR! | #ERROR!
| Ground floor level to Terrace |  |  | Sqm |  |  | 1625 | 1445 | 1698 |  | 4768 | 4768 | #ERROR! | #ERROR!
0
P 14.3 | Location: Under side of Service platform at all levels & at locations wherever directed by EIC. |  |  | Sqm |  |  | 18 | 10 | 27 |  | 55 | 55 | #ERROR! | #ERROR!
0
| ALTERNATE to Item P 14 - CEMENT BASED PAINT -SNOWCEM | [12 empty] | 0
P 15 | Prepare the surface, providing and applying one coat of primer and two coats of cement based paint of Snowcem or equivalent make and approved colour shade, all as per manufacturers specification. The surface should be thoroughly cleaned and wetted before painting. Rate to include for Scaffolding. |  |  | Sqm | [6 empty] | 0 | RO | #ERROR! | 0
0
P 16 | Providing & applying one coat of primer including preparation of surface, cleaning after completion, necessary scaffolding wherever required, etc., complete, and as directed by engineer-in-charge. | [12 empty] | 0
P 16.1 | Location: Toilet Ceiling & wall sides above false ceiling & at locations wherever directed by EIC. | [12 empty] | 0
| Ground Floor to 5th floor |  |  | Sqm |  |  | 645 | 675 | 736 |  | 2056 | 2056 | #ERROR! | #ERROR!
| 6th floor to 10th floor |  |  | Sqm |  |  | 600 | 600 | 690 |  | 1890 | 1890 | #ERROR! | #ERROR!
| 11th floor to 15th floor |  |  | Sqm |  |  | 600 | 600 | 690 |  | 1890 | 1890 | #ERROR! | #ERROR!
| 16th floor to 20th floor |  |  | Sqm |  |  | 480 | 480 | 667 |  | 1627 | 1627 | #ERROR! | #ERROR!
| 21st floor to 25th floor |  |  | Sqm |  |  | 0 | 0 | 230 |  | 230 | 230 | #ERROR! | #ERROR!
| 26th floor to 27th floor |  |  | Sqm |  |  | 0 | 0 | 0 |  | 0 | RO | #ERROR! | 0
0
P 16.2 | Location: common area Lobby / corridor true ceiling & wall sides above false ceiling at all levels & at locations wherever directed by EIC. | [12 empty] | 0
| Basement-2 floor lvl to Ground floor |  |  | Sqm |  |  | 114 | 120 | 125 |  | 359 | 359 | #ERROR! | #ERROR!
| Ground to 22nd floor |  |  | Sqm |  |  | 2619 | 3175 | 2560 |  | 8354 | 8354 | #ERROR! | #ERROR!
| Ground floor lvl - Double Ht ceiling |  |  | Sqm |  |  | 37 | 50 | 58 | 0 | 145 | 145 | #ERROR! | #ERROR!
0
| Providing and applying Two coats of economy range exterior emulsion of ACE make or equivalent of approved colour including one coat of exterior grade primer and two coat of putty(Exterior grade) as per manufacturer's specifications etc., complete, cleaning after completion, necessary sand papering, MS scaffolding wherever required, etc., complete, and as directed by engineer-in-charge for following locations. | [9 empty] | 0 |  |  | 0
| Location: Lobby & sevice rooms outer walls at all basements & at locations wherever directed by EIC. |  |  | Sqm |  |  | 42 | 41 | 42 |  | 125 | 125 | #ERROR! | #ERROR!
[11 empty] | 0 |  |  | 0
P 17 | Providing and applying Two coats of economy range exterior emulsion of ACE make or equivalent of approved colour including one coat of exterior grade primer and one coat of putty(Exterior grade) as per manufacturer's specifications etc., complete, cleaning after completion, necessary sand papering, rate to include for joints to be grinded & brought to acceptable levels by grinding & local rectifications as required, MS scaffolding wherever required, etc., complete, and as directed by engineer-in-charge for following locations. | [12 empty] | 0
P 17.1 | Basement shear walls & columns (including retaining wall, Shear wall & Lobby/staircase/service area outer face walls) & at locations wherever directed by EIC. (excluding lobbies & service area internal walls) | [12 empty] | 0
a | Basement-2 |  |  | Sqm | 5290 | 0 | 0 | 0 | 0 | 0 | 0 | 5290 | #ERROR! | #ERROR!
b | Basement-1 |  |  | Sqm | 6976 | 0 | 0 | 0 | 0 | 0 | 0 | 6976 | #ERROR! | #ERROR!
c | Ground floor |  |  | Sqm | 1465 | 0 | 0 | 0 | 0 | 0 | 0 | 1465 | #ERROR! | #ERROR! | Car Parking Area
P 17.3 | Basement ceiling (excluding lobbies, staircase & service area internal ceiling) | [12 empty] | 0
a | Basement-2 |  |  | Sqm | 11564 | 0 | 0 | 0 | 0 | 0 | 0 | 11564 | #ERROR! | #ERROR!
b | Basement-1 |  |  | Sqm | 11530 | 0 | 0 | 0 | 0 | 0 | 0 | 11530 | #ERROR! | #ERROR!
c | Ground floor |  |  | Sqm | 2035 | 0 | 0 | 0 | 0 | 0 | 0 | 2035 | #ERROR! | #ERROR! | Car Parking Area
P 18 | Providing and applying of One Primer and two coats of food grade epoxy CERA COTE EPW (White) / SIKA GUARD – 67 or approved equivalent over the plastered / screed surface after the water proofing treatment including MS scaffolding etc. complete as per specifications. | [12 empty] | 0
a | Location: UG tanks, Storm water collection sump, Rain water sump and at locations wherever directed by EIC. |  |  | Sqm |  |  | 1893 |  |  |  | 1893 | 1893 | #ERROR! | #ERROR! | Considered the floors, walls & ceiling areas.
b | Location: OHT,and at locations wherever directed by EIC. |  |  | Sqm |  |  | 155 |  |  | 69 | 224 | 224 | #ERROR! | #ERROR! | Considered the floors, walls & ceiling areas.
0
P 19 | Providing and applying one coat of yellow / Orange / Approved shade paint of Apex or approved equivalent make for 100 mm wide reflective band as per drawing including one coat primer and one coat putty. The rate includes necessary surface preparation and cleaning after completion etc., complete and as directed by engineer-in-charge. Location : Parking area columns and Shear wall & at locations wherever directed by EIC. | [12 empty] | 0
a | Basement-2 & Basement-1 parking area columns and Shear wall |  |  | Rmt | 0 | 0 | 1288 | 1601 | 1482 | 0 | 4371 | 4371 | #ERROR! | #ERROR!
b | GF Parking area columns and Shear wall |  |  | Rmt | 0 | 0 | 205 | 213 | 95 | 0 | 513 | 513 | #ERROR! | #ERROR!
0
| METAL WORKS PAINTING | [12 empty] | 0
P 20 | Providing and painting with two coats of synthetic enamel paint of approved make and shade on MS or on wooden surfaces over one coat of primer including preparation of surfaces , MS scaffolding etc. complete as per specifications and at locations wherever directed by EIC. | [12 empty] | 0
| FOR FOLLOWING AREAS | [12 empty] | 0
a | Window grills . |  |  | Sqm | 0 | 0 | 0 | 0 | 0 | 0 | 0 | RO | #ERROR! | 0
b | MS grill for electrical rooms/ service rooms window opening |  |  | Sqm | 0 | 0 | 0 | 0 | 0 | 0 | 0 | RO | #ERROR! | 0
c | MS grills for ducts @ terrace & at locations directed by EIC |  |  | Sqm | 0 | 0 | 0 | 0 | 0 | 0 | 0 | RO | #ERROR! | 0
d | Staircase - Stairwell Handrail |  |  | Sqm | 14 | 0 | 289 | 283 | 318 | 0 | 890 | 904 | #ERROR! | #ERROR!
e | Balcony HandRail |  |  | Sqm | 0 | 0 | 882 | 970 | 1154 | 0 | 3006 | 3006 | #ERROR! | #ERROR!
g | Service platform railings |  |  | Sqm | 0 | 0 | 0 | 0 | 0 | 0 | 0 | RO | #ERROR! | 0
g | Handicap Ramp Hand Rails |  |  | Sqm | 0 | 0 | 6 | 11 | 11 | 0 | 28 | 28 | #ERROR! | #ERROR!
h | Single pipe railings - Staircase & Corridors & above parapet for open terrace |  |  | Rmt | 186 |  | 0 | 0 | 0 | 0 | 0 | 186 | #ERROR! | #ERROR!
i | MS louvers Location : MS Louvers for ventilation shafts & DG shaft At locations wherever directed by EIC. |  |  | Sqm | 0 | 0 | 0 | 0 | 147 | 0 | 147 | 147 | #ERROR! | #ERROR!
j | MS ladders Location : At locations wherever directed by EIC. |  |  | Sqm | 0 | 0 | 0 | 0 | 0 | 0 | 0 | RO | #ERROR! | 0
k | MS doors (shutter and frame) Location: Shaft doors & at locations wherever directed by EIC. |  |  | Sqm | 0 | 0 | 194 | 119 | 106 | 0 | 419 | 419 | #ERROR! | #ERROR!
l | MS angle brackets Location: Toilet counters & at locations wherever directed by EIC. |  |  | Sqm | 0 | 0 | 70 | 70 | 59 | 0 | 199 | 199 | #ERROR! | #ERROR!
m | MS angle brackets Location: Kitchen & Utility counters & at locations wherever directed by EIC. |  |  | Sqm | 0 | 0 | 0 | 0 | 0 | 0 | 0 | RO | #ERROR! | 0 | As per BEL confirmation kitchen counters not considered
n | MS fabricated ramp drain grating & MS angle for cover slabs |  |  | Sqm | 38 | 0 | 0 | 0 | 0 | 0 | 0 | 38 | #ERROR! | #ERROR!
o | MS Chequered plate |  |  | Sqm | 0 | 0 | 0 | 0 | 0 | 0 | 0 | RO | #ERROR! | 0 | As per BEL confirmation chequered plates are not considered
p | STP & UG SUMP - Platform Railing |  |  | Sqm | 138 | 0 | 0 | 0 | 0 | 0 | 0 | 138 | #ERROR! | #ERROR!
s | MS Z louvers Location : DG room |  |  | Sqm | 0 | 0 | 0 | 0 | 0 | 0 | 0 | RO | #ERROR! | 0
t | MS frame work for Polycarbonate sheet covering for ramps @ podium |  |  | Sqm | 0 | 0 | 0 | 0 | 0 | 0 | 0 | RO | #ERROR! | 0
u | Entrance Canopy |  |  | Sqm | 0 | 0 | 24 | 25 | 23 | 0 | 72 | 72 | #ERROR! | #ERROR!
v | Any other locations as directed by EIC |  |  | Sqm | 0 | 0 | 0 | 0 | 0 | 0 | 0 | RO | #ERROR! | 0
y | MS frame work for GFRC covering |  |  | Sqm | 0 | 0 | 0 | 0 | 0 | 0 | 0 | RO | #ERROR! | 0
y | Hand railing for Refuge area |  |  | Sqm | 0 | 0 | 0 | 0 | 1 | 0 | 1 | 1 | #ERROR! | #ERROR!
P 21 | Providing and painting with two coats of synthetic enamel paint of approved make and shade on MS surfaces over one coat of primer, with one coat of KPF (Knifing Paste Filler) metal putty including sand papering, necessary surface preparation, MS scaffolding etc. complete as per specifications for following areas and at locations wherever directed by EIC. Location : Locations wherever directed by EIC. |  |  | Sqm | 0 | 0 | 0 | 0 | 0 | 0 | 0 | RO | #ERROR! | 0
P 22 | Providing and painting with two coats of epoxy paint of approved make and shade on MS over one coat of primer including preparation of surfaces , MS scaffolding etc. complete as per specifications and directed by EIC. |  |  | Sqm | 0 | 0 | 0 | 0 | 0 | 0 | 0 | RO | #ERROR! | 0
| SUB TOTAL OF PAINTING WORKS | [12 empty] | 0
0
Q | FALSE CEILING
Q 1 | False ceiling grid system (CEPRO): Providing and fixing tiled false ceiling of specified materials of size 595x595 mm in true horizontal level, suspended on inter locking metal grid of hot dipped galvanized steel sections(galvanized @120 grams/sqm, both side inclusive)consisting of heavy duty Main "T" runner with suitably spaced joints to get required length and of size 24x38mm made from 0.30mm thick(minimum) sheet (0.26kg.rmt), spaced at 1200 mm center to center and cross "T" of size 24x26mm made of 0.30 mm thick(minimum) sheet (0.2kg/rmt), 1200 mm long spaced between main "T" at 600 mm center to center to form a grid of 1200 x600 mm and secondary cross "T" of length 600mm and size 24x26 mm made of 0.30 mm thick (Minimum) sheet (0.2kg/rmt) to be interlocked to form grids of 600x600mm and wall angle of size 24x24x0.40 mm (0.16kg/rmt) and laying false ceiling tiles of approved texture. Rate to include Sealing of junctions in false ceiling using colourless PU sealant at ceiling and wall junctions, as per directions of EIC False ceiling suspension system (CEPRO): False ceiling (Tiles, Panels) shall be suspended with frame work and accessories complete from roof slabs, beams,etc, by means of 2.8mm dia galvanized hanger, Tee Runner and edge trim etc. The suspension system consists of 6mm anchor bolt which will be directly anchored to the ceiling, 2.8 mm hanger shall be connecting the anchor bolt & the “J Hook” System to hold the main "T”. Note: Packing should be checked at the time of dispatch at site, for certifications." Including laying Aerolite- Eco friendly lightweight Calcium silicate false ceiling tiles panel size of 595 mm x 595 mm 15 mm with Integral Densified edges all around the corners. Spectra texture Tile with Butt edge. Make: Grid materials- CEPRO Calcium silicate tiles: Aerolite Rate including the cost of making openings for light fittings, grills, diffusers, cut outs made with frame of perimeter channels suitably fixed, all complete as per drawings, specification, and direction of the Engineer in Charge
a | Location : Toilet false ceiling at all levels & at locations wherever directed by EIC. |  |  | Sqm |  |  | 1240 | 1256 | 1572 |  | 4068 | 4068 | #ERROR! | #ERROR! | Conisdered the MBR & Common Toilet Area
0
Q 2 | GYPSUM FALSE CEILING: Providing and fixing false ceiling at all height including providing and fixing of frame work made of special sections, power pressed from M.S. sheets and galvanized with zinc coating of 120 gms/sqm (both side inclusive) as per IS : 277 and consisting of angle cleats of size 25 mm wide x 1.6 mm thick with flanges of 27 mm and 37mm, at 1200 mm centre to centre, one flange fixed to the ceiling with dash fastener 12.5 mm dia x 50mm long with 6mm dia bolts, other flange of cleat fixed to the angle hangers of 25x10x0.50 mm of required length with nuts & bolts of required size and other end of angle hanger fixed with intermediate G.I. channels 45x15x0.9 mm running at the spacing of 1200 mm centre to centre, to which the ceiling section 0.5 mm thick bottom wedge of 80 mm with tapered flanges of 26 mm each having lips of 10.5 mm, at 450 mm centre to centre, shall be fixed in a direction perpendicular to G.I. intermediate channel with connecting clips made out of 2.64 mm dia x 230 mm long G.I. wire at every junction, including fixing perimeter channels 0.5 mm thick 27 mm high having flanges of 20 mm and 30 mm long, the perimeter of ceiling fixed to wall/partition with the help of rawl plugs at 450 mm centre, with 25mm long dry wall screws @ 230 mm interval, including fixing of gypsum board to ceiling section and perimeter channel with the help of dry wall screws of size 3.5 x 25 mm at 230 mm c/c, screw fixing is done mechanically by drilling machine with suitable attachment at all levels, including jointing and finishing to a flush finish of tapered and square edges of the board with recommended jointing compound , jointing tapes , finishing with jointing compound in 3 layers covering up to 150 mm on both sides of joint and two coats of primer suitable for board, all as per manufacturer’s specification and also including the cost of making openings for light fittings, grills, diffusers, cut outs made with frame of perimeter channels suitably fixed, all complete as per drawings, specification and direction of the Engineer in Charge but with • 12.5 mm thick tapered edge gypsum plain board conforming to IS: 2095- Part I • 12.5 mm thick tapered edge gypsum fire resistant board conforming to IS: 2095- Part I • 12.5 mm thick tapered edge gypsum moisture resistant board Note: Rate to include for one coat of putty and one coat of touch-up putty, one coat of primer, two coats of acrylic emulsion paint. Rate to include for providing & removal of scaffolding to carry out false ceiling works. Rate to include Sealing of junctions in false ceiling using colourless PU sealant at ceiling and wall junctions, as per directions of EIC | [12 empty] | 0
Q 2.1 | Location: Double height Entrance lobby & at locations wherever directed by EIC. |  |  | Sqm |  |  | 36 | 48 | 58 |  | 142 | 142 | #ERROR! | #ERROR! | Considered the Tower Entrance Lobbies
Q 2.2 | Location : Common area corridor / Lift Lobby / Fire lift lobby at all levels & at locations wherever directed by EIC. | [12 empty] | 0
| Basement-2 to Basement-1 lvl |  |  | Sqm |  |  | 79 | 85 | 89 |  | 253 | 253 | #ERROR! | #ERROR!
| Lift Lobby, Fire Tower & Corridors - 1st to 27th - Floor at all levels & at locations wherever directed by EIC. |  |  | Sqm |  |  | 1799 | 2202 | 1755 |  | 5756 | 5756 | #ERROR! | #ERROR! | Considered the Common Area Corridor along with Passenger lift lobby.
0
Q 3 | Same as above item Q2, but Providing gypsum Coving of size maximum of 150 X 75 mm. | [12 empty] | 0
| Double height Entrance lobby |  |  | Rmt |  |  | 21 | 27 | 26 | 19 | 93 | 93 | #ERROR! | #ERROR! | Consider periphery of the lobby area
| Basement-2 to Basement-1 lvl - lobby / corridor |  |  | Rmt |  |  | 84 | 82 | 74 | 0 | 240 | 240 | #ERROR! | #ERROR! | Consider periphery of the lobby area
| Ground floor - lobby / corridor |  |  | Rmt |  |  | 96 | 105 | 82 | 0 | 283 | 283 | #ERROR! | #ERROR! | Consider periphery of the lobby area
| Lift Lobby, Fire Tower & Corridors - 1st to 22nd - Floor at all levels & at locations wherever directed by EIC. |  |  | Rmt |  |  | 1920 | 2100 | 1640 | 0 | 5660 | 5660 | #ERROR! | #ERROR! | Consider periphery of the lobby area
0
Q 4 | Providing and fixing gypsum board cornice work of size 150x150mm for covering firefighting pipe with 12.5mm gypsum board from India Gypsum fixed with L-angle of 25mm x 25mm as per I.G.L specification fixed to the main structure in ceiling and wall with wooden gatta,star screw, finishing the joints with the application of fabricated jointing compound, including necessary scaffolding, complete as per the approved sample. For covering Sprinkler pipes. | [12 empty] | 0
Q. 4.1 | Basement-2 to Basement-1 lvl |  |  | Rmt | [6 empty] | 0 | RO | #ERROR! | 0 | Consider periphery of the lobby area
Q. 4.2 | Location : Residential units at all levels & at locations wherever directed by EIC. |  |  | Rmt |  |  | 3223 | 4190 | 3351 |  | 10764 | 10764 | #ERROR! | #ERROR! | Consider periphery of the lobby area
0
| SUB TOTAL OF FALSE CEILING WORKS | [12 empty] | 0
WATERPROOFING WORKS
PREAMBLE: 1.Approved chemicals: BASF,Fosroc,Cera Chem, Dr.Fixit,SIKA,Alhimica,Asian paints 2.Waterproofing vendor should ensure zero tolerance to leakage as per QIS - 66 (enclosed along with the BOQ) 3.Cement coefficient: (i) Plastering 20mm thk - 0.17bags/Sqm 4.Quoted rates to include for construction joint treatment and grouting for tie rod holes where ever applicable. 5.Manufactured sand (M-sand) confirming to approved gradation, admixture of approved make (FOSROC or equivalent) and dosage as per manufacturer specification to be used in plastering & concrete works 6.Detailed method statement including product details shall be submitted along with offer and approval for the same shall be taken before commencement of work. 7.Type of waterproofing considered - Tanking system for basement, PU + 150 GSM for Podium & Terrace and Acrylic Polymer Cementitious Coating for Toilets / Balcony / Utility / Inner side of Lit Pit, UG sump, STP & other sumps based on discussion & MOM dt. 13.03.2023 & 29.03.2023 Basic price of cement : Rs 240/bag
K1 | Surface Preparation: The dead wall surface to be prepared to have uniform rigid surface (concrete/plaster as required) to receive the pressure sensitive HDPE membrane Providing & laying Pre applied 1.2mm thick HDPE membrane of make FOSROC,BASF,SIKA,DR.FIXIT or equivalent, a fully bonded membrane treated with unique pressure sensitive adhesive. The membrane should form an integral bond with the concrete poured against it for casting of slab / raft/retaining wall purpose. The membrane should have the following properties: 1. Elongation as per ASTM D 412 shall be > 500% 2. Puncture Resistance as per ASTM E 154 modified shall be > 1000N 3. Tensile strength as per ASTM D 412 shall be > 25 MPa 4. Peel adhesion to concrete as per ASTM D 903 shall be 2.5N/mm. 5.UV resistance of min. 45 days and conforming to BS 8102:2009 as per manufacturer's recommendation. 6.HDPE layer and a pressure sensitive adhesive layer to be covered by a weather proof protective and trafficable granular layer to protect self adhesive polymer layer. Installation: 1.The membrane to be mechanically fixed in position on the prepared dead wall with adhesive tapes/termination bars/screws as per manufacturers recommendation 2.The lapping of the membrane to be done as per factory made selvedge's and as per manufacturer recommendation 3.The terminations around sleeves/flanges to be done as per manufacturer recommendation 4.The Membrane to be terminated at the surface level with a recommended detail Mode of measurement will be applied surface area.
a | Location : Outer side of RW raft (Positive side) |  |  | Sqm | 289 | 56 |  |  |  |  | 0 | 345 | #ERROR! | 0 | Raft sides - 489.43 Rmt
a | Location : Lift pit outer walls & Storm water tank outer walls |  |  | Sqm | 362 | 25 |  |  |  |  | 0 | 387 | #ERROR! | 0
b | Location : Retaining wall outer side (Positive side) |  |  | Sqm | 1450 | 28 |  |  |  |  | 0 | 1478 | #ERROR! | 0 | Retaining wall up to 300mm height and additional water reating structure walls DG Room extra retaining wallas as per excavation drawing
K2 | Location: Retaining wall outer side Supply and SPRAY application of single component, elastomeric 100% pure polyurethane coating & rate to include for the following Surface Preparation 1.Concrete surface must be cleaned with wire brush/grinder to remove loose mortar and must be smooth, uniform, clean and dust free to receive the treatment. Preliminary Treatment 1. Any crack, construction joints shall be treated with Polymer modified repair mortar by proper grooving arrangement (making & filling) as per manufactures recommendation 2.Angle fillet - Making coving (50X50mm) using M20 Grade Concrete admixed with additive as per manufacturers specification 3. Bore packing (Treatment steps given separately) 4.A groove to be provided on the wall to terminate the polyurethane coating or as recommended by the manufacturer. 5.Skim tape to be provided wherever dissimilar material ( Steel,PVC ) encountered ,to overlap the coating 6.If any leakage /dampness is observed in walls, necessary treatment to be done as per directions of EIC at no additional cost. Supplying and applying single component, elastomeric 100% pure polyurethane coating, Fosroc Nitoproof 600PF / FOSROC,SIKA,DRFIXIT,ALCHIMICA or equivalent, which is free from bitumen and tar, having elongation of > 400% (as per ASTM D 412), tensile strength of 2MPa (as per ASTM D 412), crack bridging up to 2mm, Adhesion to concrete 2 N/mm2 , Shore A hardness 60 (As per ASTM 2240), applied in 2 coats with a total consumption of 2.0Kg/sqm to achieve standalone waterproofing DFT of 1.5mm satisfying the requirements of ASTM C898, resistant to plant roots as per UNE CN/TS 14416. The coating shall be continued to the entire vertical area. Silica sand to be sprinkled on coating whereever wall plastering is to be done. The system includes surface preparation, crack treatment, providing haunching and priming the surface with epoxy primer, Fosroc /equivalent applied with a total consumption of 150gms/Sqm or as per manufacturer specifications, followed by application of polyurethane coating. Note: Rate to include Protection sheet over PU coating layer. Providing & laying of 275 GSM – 2 mm thick Floor guard make or equivalent, joints to be taped & should remain intact & as per directions of EIC. Mode of Measurement : Applied/ Laid Surface area.
a | Location : Retaining wall outer side (Positive side) |  |  | Sqm | 4599 | 727 |  |  |  |  | 0 | 5326 | 1108 | 5901208 | Retaining wall vertical sides from raft top
K3 | Location : Retaining wall outer side (Positive side) - Protection sheet Supply and applciation of Medium duty dimpled sheet with 8 mm dimpled , having compressive strength of 200 Kg per sqmt laid over the cured as per the manufacturer's recommendation before backfilling.(Miniumof 3 days to be allowed to cure PU membrane before as per detailed methodology. Application of Protection layer Medium duty HDPE dimpledd membrane (Delta NB) a)Joints of the dimpled sheet are bonded with synthetic adhesive. b)The overlaps of the dimpled sheet should be minimum 100mm. c)Termination of the dimpled sheet is done minimum 200 mm above the ground level by providing a termination bar (25mm Aluminum strip + PU sealant). d)Back filling should be done immediately after application of dimpled sheet. |  |  | Sqm | 4599 | 727 |  |  |  |  | 0 | 5326 | 110 | 585860 | Retaining wall vertical sides from raft top
K5 | Location : Below Raft (Basement Footprint area) & at locations directed by EIC Surface Preparation: 1.Substrate surface (PCC) must be smooth, uniform ,clean and dust free to receive the membrane 2.Any crack shall be treated with Polymer modified repair mortar by proper grooving arrangement as per manufactures recommendation Providing & laying Pre applied (before concreting fixed on FW) 1.2mm thick HDPE membrane of make FOSROC,BASF,SIKA,DR.FIXIT or equivalent approved by EIC, a fully bonded membrane treated with unique pressure sensitive adhesive. The membrane should form an integral bond with the concrete poured against it for casting of slab / raft/retaining wall purpose. The membrane should have the following properties: 1. Elongation as per ASTM D 412 shall be > 500% 2. Puncture Resistance as per ASTM E 154 modified shall be > 1000N 3. Tensile strength as per ASTM D 412 shall be > 25 MPa 4. Peel adhesion to concrete as per ASTM D 903 shall be 2.5N/mm. 5.UV resistance of min. 45 days and conforming to BS 8102:2009 as per manufacturer's recommendation. 6.The pressure sensitive adhesive layer to be covered by a weather proof protective and trafficable granular layer to protect during construction. Installation: 1.The lapping of the membrane to be done as per factory made selvedge's and as per manufacturer recommendation 2.The terminations around sleeves ,footings, pedestals to be done as per manufacturer recommendation 3.Extra membrane to be left at the edges for vertical member overlap Mode of measurement will be applied surface area.
a | Location : Below Raft (Basement Footprint area) & storm water tanks extended beyond basement foot print & at locations directed by EIC |  |  | Sqm | 11437 | 960 |  |  |  |  | 0 | 12397 | 785 | 9731645 | Basement footing area - 10,066.7 Sqm Water retaining structures - 1,369.36 Sqm
K6 | Location : Inner sides + Floor - Lift pit , UG Sump tank, Collection sump, STP,Planter Box & OHT Providing & laying 2 coats Acrylic Polymer Cementitious Coating waterproofing treatment to vertical & horizontal surfaces 1.Adhesion to substrate (ASTMD4541:2002) - >1N/mm2 2.Shore A hardness (ASTMD2240:2010) - 80 3.Tensile strength N/mm2 (ASTM D412-2013) - >1N/mm2 4. Elongation (ASTMD 412) - Minimum 100% 5.Crack Bridging ASTM C 836 : 1995 Up to 2 mm width Surface Preparation 1.Concrete surface must cleaned with wire brush/grinder to remove loose mortar and must be smooth, uniform ,clean and dust free to receive the treatment. Preliminary Treatment: 1.Any crack ,undulations, honey combs, tie rod holes shall be treated with Polymer modified repair mortar as per manufactures recommendation 2.Angle fillet - A groove to be taken at the slab-wall interface and coving ( 30X30mm) made using CM 1:3 admixed with additive as per manufacturers specification 3.Testing by ponding water for 24 hours to identify surface defects 4.If any leak/dampness observed post water ponding Test, it needs to be pressure grouted with appropriate grouting chemical. Acrylic Polymer Cementitious Coating: 1.Two coat brush application of Acrylic reinforced Cementitious flexible waterproofing coating on internal surface to achieve a minimum DFT of 1.5mm Rate to include Making "V" grooves of size 50mm wide & 20mm deep at construction joints by mechanical chipper, saturate the sides of the grooves with water and applying two coats of LATEX SBR bonding slurry and filling the grooves by polymer modified mortar as per manufacturer's specification and all as per the directions of EIC. Mode of measurement will be applied surface area.
a | Location : Lift pit Inner side walls + Floor |  |  | Sqm | 274 | 13 |  |  |  |  | 0 | 287 | #ERROR! | 0 | Inner walls and flooring
b | Location : UG Sump tank & Storm water & Roof water Collection sump - Inner walls + Floor |  |  | Sqm | 1645 | 0 |  |  |  |  | 0 | 1645 | #ERROR! | 0 | Inner walls and flooring
c | Location : STP - Inner walls + Floor |  |  | Sqm | 1992 | 0 |  |  |  |  | 0 | 1992 | #ERROR! | 0 | Inner walls and flooring
d | Location : Planter Box - Inner walls + Floor |  |  | Sqm | 27 | 0 |  |  |  |  | 0 | 27 | #ERROR! | 0 | Planters assumed near entrance lobby since the details are not available 02 no's of 1500x600mm - 1.5m depth 01 no's of 2000x1200mm - 1.5m depth
K7 | Extra over and above item - Only for STP Location : STP - Inner walls + Floor + ceiling STP top coat ;Coat Tar Epoxy Apply 2 coats of Thixotropic pitch extended two component epoxy resin reinforced with inert fillers and special blend of solvents over plastered surface • Specific gravity 1.2 - 1.5 • Tensile adhesion strength ≥ 1.5 N/mm2 • Dry film thickness (DFT) 200-350 microns Mode of measurement will be applied surface area. |  |  | Sqm | 2616 | 0 |  |  |  |  | 0 | 2616 | #ERROR! | 0 | Coal Tar Epoxy for STP - Inner walls , floor & ceiling (including platforms)
K8 | Plastering 20 mm thick in CM 1:4 for wall mixed with waterproofing compound, dosage as per manufacture specification. The rate shall include all lead , lift and curing, necessary scaffolding if required etc. complete as per specification and directions of Engineer-in-charge for the below mentioned locations. Cement basic price: Rs. 240/Bag
a | Location : Lift pit Inner side walls |  |  | Sqm | 215 | 9 |  |  |  |  | 0 | 224 | #ERROR! | 0 | Inner walls only
b | Location : UG Sump tank & Storm water & Roof water Collection sump - Inner walls |  |  | Sqm | 890 | 0 |  |  |  |  | 0 | 890 | #ERROR! | 0 | Inner walls only
c | Location : STP - Inner walls |  |  | Sqm | 1413 | 0 |  |  |  |  | 0 | 1413 | #ERROR! | 0 | Inner walls only
d | Location : Planter Box - Inner walls |  |  | Sqm | 32 | 0 |  |  |  |  | 0 | 32 | #ERROR! | 0 | Planters assumed near entrance lobby since the details are not available 02 no's of 1500x600mm - 1.5m depth 01 no's of 2000x1200mm - 1.5m depth
K9 | Providing & Laying M20 grade screed concrete - RMC for the required thickness and gradient as shown in drawing, admixed with waterproofing compound, dosage as per manufacture specification. The rate shall include all lead, lift and curing etc. complete as per specification and directions of Engineer-in-charge for the following locations. Basic price of RMC M20: Rs.3562/Cum
a | Location : Lift pit |  |  | Cum | 6 | 1 |  |  |  |  | 0 | 7 | #ERROR! | 0 | Screed concrete 100mm assumed Project head to confirm
b | Location : UG Sump tank & Storm water & Roof water Collection sump - Floor |  |  | Cum | 66 | 0 |  |  |  |  | 0 | 66 | #ERROR! | 0 | Screed concrete 100mm assumed Project head to confirm
c | Location : STP |  |  | Cum | 35 | 0 |  |  |  |  | 0 | 35 | #ERROR! | 0 | Screed concrete 100mm assumed Project head to confirm
d | Location : Planter Box |  |  | Cum | 7 | 0 |  |  |  |  | 0 | 7 | #ERROR! | 0 | Planters assumed near entrance lobby since the details are not available 02 no's of 1500x600mm - 1.5m depth 01 no's of 2000x1200mm - 1.5m depth
R 1 | Location: Podium Supplying and applying single component, elastomeric 100% pure polyurethane coating Surface Preparation 1.Concrete surface must cleaned with wire brush/grinder to remove loose mortar and must be smooth, uniform, clean and dust free to receive the treatment. Preliminary Treatment 1. Any crack, construction joints shall be treated with Polymer modified repair mortar by proper grooving arrangement as per manufactures recommendation 2. Block work joints, Blockwall -slab interface to be packed with Polymer modified repair mortar. Treatment to continue up to full hight of the planter wall. 3.Angle fillet - Making coving (50X50mm) using M20 Grade Concrete admixed with additive as per manufacturers specification 5.Testing by ponding water for 24 hours to identify surface defects Bore packing (Treatment steps given separately) 6.If any leak/dampness observed post water ponding Test, it needs to be pressure grouted with appropriate grouting chemical. 7.A groove to be provided on the wall to terminate the polyurethane coating or as recommended by the manufacturer. 8.Skim tape to be provided wherever dissimilar material ( Steel,PVC ) encountered ,to overlap the coating Supplying and applying single component, elastomeric 100% pure polyurethane coating, Fosroc Nitoproof 600PF / FOSROC,SIKA,DRFIXIT,ALCHIMICA or equivalent approved by EIC, which is free from bitumen and tar, having elongation of > 400% (as per ASTM D 412), tensile strength of 2MPa (as per ASTM D 412), crack bridging up to 2mm, Adhesion to concrete 2 N/mm2 , Shore A hardness 60 (As per ASTM 2240), applied in 2 coats with a total consumption of 2.0Kg/sqm to achieve standalone waterproofing DFT of 1.5mm satisfying the requirements of ASTM C898, resistant to plant roots as per UNE CN/TS 14416. The coating shall be continued to the entire horizontal area and vertical area sunken depth + 100mm. Silica sand to be sprinkled on coating whereever wall plastering is to be done. The system includes surface preparation, crack treatment, providing haunching and priming the surface with epoxy primer, Fosroc /equivalent applied with a total consumption of 150gms/Sqm or as per manufacturer specifications, followed by application of polyurethane coating. Mode of measurement will be applied surface area. | [5 empty] | 0
|  |  |  | Sqm | 7288 | 623 | 0 |  |  |  | 0 | 7911 | #ERROR! | #ERROR!
R 1.1 | Providing and Laying 150gsm Geotextile membrane over the waterproofing coating as a protection layer. Mode of measurement will be applied surface area. |  |  | Sqm | 7288 | 623 | 0 |  |  |  | 0 | 7911 | #ERROR! | #ERROR! | For podium area
R 1.2 | Plastering 20 mm thick in CM 1:4 for wall mixed with waterproofing compound, dosage as per manufacture specification. The rate shall include all lead , lift and curing, etc. complete as per specification and directions of Engineer-in-charge. |  |  | Sqm | 229 | 0 | 0 |  |  |  | 0 | 229 | #ERROR! | #ERROR! | For podium parapet walls
R 1.3 | Providing & Laying M20 grade screed concrete - RMC for the required thickness and gradient as shown in drawing, admixed with waterproofing compound, dosage as per manufacture specification. The rate shall include all lead, lift and curing etc. complete as per specification and directions of Engineer-in-charge. |  |  | Cum | 911 | 78 | 0 |  |  |  | 0 | 989 | #ERROR! | #ERROR! | 1 25mm screed considered, Project head to confirm 125mm thick - 7288 Sqm
R 1.4 | Providing and laying M20 grade screed concrete - SMC for the required thickness and gradient as shown in drawing, using 20mm down size aggregates admixed with waterproofing compound, dosage as per manufacture specification. The rate shall include all lead , lift and curing etc. complete as per specification and directions of Engineer-in-charge. |  |  | Cum | 0 | 0 | 0 |  |  |  | 0 | RO | #ERROR! | 0 | Considered in RMC
R 2 | Location - Toilets, Balcony & Kitchen / Utility / Pantry Providing & laying Acrylic Polymer Cementitious Coating waterproofing treatment to vertical & horizontal surfaces of sunken portions of TOILETS 1.Adhesion to substrate (ASTMD4541:2002) - >1N/mm2 2.Shore A hardness (ASTMD2240:2010) - 80 3.Tensile strength N/mm2 (ASTM D412-2013) - >1N/mm2 4. Elongation (ASTMD 412) - Minimum 100% 5.Crack Bridging ASTM C 836 : 1995 Up to 2 mm width Surface Preparation 1.Concrete surface must cleaned with wire brush/grinder to remove loose mortar and must be smooth, uniform ,clean and dust free to receive the treatment. Preliminary Treatment 1. Any crack, construction joints shall be treated with Polymer modified repair mortar by proper grooving arrangement as per manufactures recommendation 2. Block work joints,Blockwall -slab interface to be packed with Polymer modified repair mortar after opening the groove. Treatment to continue up to 300mm from FFL 3.Angle fillet - Making coving ( 50X50mm) using CM 1:3 admixed with additive as per manufacturers specification 4.A concrete band ( 50mm wide) admixed with IWP to be constructed across the door opening 5.Testing by ponding water for 24 hours to identify surface defects Bore packing (Treatment steps given separately) 6.If any leak/dampness observed post water ponding Test, it needs to be pressure grouted with appropriate grouting chemical. Acrylic Polymer Cementitious Coating: 1.Two coat brush application of Acrylic reinforced Cementitious flexible waterproofing coating on sunken portion and upto 300mm from FFL to achieve a minimum DFT of 1.5mm 2.A skim tape to be provided at the bore packing interface, block wall interface. Mode of measurement will be applied surface area.
a | Location - Toilets, |  |  | Sqm |  |  | 1271 | 1271 | 1611 | 146 | 4299 | 4299 | #ERROR! | #ERROR!
b | Location - Balcony |  |  | Sqm |  |  | 661 | 749 | 1461 | 0 | 2871 | 2871 | #ERROR! | #ERROR!
c | Location - Utility |  |  | Sqm |  |  | 424 | 464 | 552 | 0 | 1440 | 1440 | #ERROR! | #ERROR!
d | Location - Kitchen |  |  | Sqm | [6 empty] | 0 | RO | #ERROR! | 0 | Sunken slab not mentioned in kitchen
R 2.1 | Providing and laying M20 grade screed concrete - SMC for the required thickness and gradient as shown in drawing, using 20mm down size aggregates admixed with waterproofing compound, dosage as per manufacture specification. The rate shall include all lead , lift and curing etc. complete as per specification and directions of Engineer-in-charge. | [13 empty] | We have considered RMC (item no - R 2.3) for the protection screed
a | Location - Toilets, |  |  | Cum |  |  | 0 | 0 | 0 | 0 | 0 | RO | #ERROR! | 0 | We have considered RMC (item no - R 2.3) for the protection screed
b | Location - Balcony |  |  | Cum |  |  | 0 | 0 | 0 | 0 | 0 | RO | #ERROR! | 0 | We have considered RMC (item no - R 2.3) for the protection screed
c | Location - Utility |  |  | Cum |  |  | 0 | 0 | 0 | 0 | 0 | RO | #ERROR! | 0 | We have considered RMC (item no - R 2.3) for the protection screed
d | Location - Kitchen |  |  | Cum |  |  | 0 | 0 | 0 | 0 | 0 | RO | #ERROR! | 0 | We have considered RMC (item no - R 2.3) for the protection screed
R 2.2 | Plastering 20 mm thick in CM 1:4 for wall mixed with waterproofing compound, dosage as per manufacture specification. The rate shall include all lead , lift and curing, etc. complete as per specification and directions of Engineer-in-charge.
a | Location - Toilets, |  |  | Sqm |  |  | 1076 | 1075 | 1363 | 146 | 3660 | 3660 | #ERROR! | #ERROR! | Considered for vertical surface (Sunk + 300mm)
b | Location - Balcony |  |  | Sqm |  |  | 633 | 517 | 986 | 0 | 2136 | 2136 | #ERROR! | #ERROR! | Considered for vertical surface (Sunk + 300mm)
c | Location - Utility |  |  | Sqm |  |  | 432 | 464 | 457 | 0 | 1353 | 1353 | #ERROR! | #ERROR! | Considered for vertical surface (Sunk + 300mm)
d | Location - Kitchen |  |  | Sqm | [6 empty] | 0 | RO | #ERROR! | 0 | Sunken slab not mentioned in kitchen
R 2.3 | Providing & Laying M20 grade screed concrete - RMC for the required thickness and gradient as shown in drawing, admixed with waterproofing compound, dosage as per manufacture specification. The rate shall include all lead, lift and curing etc. complete as per specification and directions of Engineer-in-charge.
a | Location - Toilets, |  |  | Cum |  |  | 128 | 128 | 162 | 15 | 433 | 433 | #ERROR! | #ERROR! | Sunk - 100mm
b | Location - Balcony |  |  | Cum |  |  | 100 | 113 | 220 | 0 | 433 | 433 | #ERROR! | #ERROR! | Sunk - 150mm
c | Location - Utility |  |  | Cum |  |  | 64 | 70 | 83 | 0 | 217 | 217 | #ERROR! | #ERROR! | Sunk - 150mm
d | Location - Kitchen |  |  | Cum | [6 empty] | 0 | RO | #ERROR! | 0 | Sunken slab not mentioned in kitchen
R 3 | Location : Main Terrace - Including LMR & SHR. Supplying and applying single component, elastomeric 100% pure polyurethane coating Surface Preparation 1.Concrete surface must clean with wire brush/grinder to remove loose mortar and must be smooth, uniform, clean and dust free to receive the treatment. Preliminary Treatment 1. Any crack, construction joints shall be treated with Polymer modified repair mortar by proper grooving arrangement as per manufactures recommendation 2. Block work joints, Blockwall -slab interface to be packed with Polymer modified repair mortar . Treatment to continue up to full hight of the planter wall 3.Angle fillet - Making coving ( 50X50mm) using M20 Grade Concrete admixed with additive as per manufacturers specification 5.Testing by ponding water for 24 hours to identify surface defects Bore packing (Treatment steps given separately) 6.If any leak/dampness observed post water ponding Test, it needs to be pressure grouted with appropriate grouting chemical. 7.A groove to be provided on the wall to terminate the polyurethane coating or as recommended by the manufacturer. 8.skim tape to be provided wherever dissimilar material ( Steel,PVC ) encountered ,to overlap the coating Supplying and applying single component, elastomeric 100% pure polyurethane coating, Fosroc Nitoproof 600PF / FOSROC,SIKA,DRFIXIT, ALCHIMICA or equivalent approved by EIC , which is free from bitumen and tar, having elongation of > 400% (as per ASTM D 412), tensile strength of 2MPa (as per ASTM D 412), crack bridging up to 2mm, Adhesion to concrete 2 N/mm2 , Shore A hardness 60 (As per ASTM 2240), applied in 2 coats with a total consumption of 2.0Kg/sqm to achieve standalone waterproofing DFT of 1.5mm satisfying the requirements of ASTM C898, resistant to plant roots as per UNE CN/TS 14416. The coating shall be continued to the entire horizontal area and vertical area upto 300mm. Silica sand to be sprinkled on coating whereever wall plastering is to be done. The system includes surface preparation, crack treatment, providing haunching and priming the surface with epoxy primer, Fosroc /equivalent applied with a total consumption of 150gms/Sqm or as per manufacturer specifications, followed by application of polyurethane coating. Mode of measurement will be applied surface area.
|  |  |  | Sqm | 0 | 0 | 977 | 1187 | 898 | 332 | 3394 | 3394 | 998 | 3387212
R 3.1 | Providing and Laying 150gsm Geotextile membrane over the waterproofing coating as a protection layer. Mode of measurement will be applied surface area. |  |  | Sqm | 0 | 0 | 977 | 1187 | 898 | 332 | 3394 | 3394 | 85 | 288490
R 3.2 | Providing & Laying M20 grade screed concrete - RMC for the required thickness and gradient as shown in drawing, admixed with waterproofing compound, dosage as per manufacture specification. The rate shall include all lead, lift and curing etc. complete as per specification and directions of Engineer-in-charge. |  |  | Cum | 0 | 0 | 98 | 123 | 90 | 32 | 343 | 343 | 6461 | 2216123 | Thickness to be confirmed. Considered 100mm thickness for screed concrete
R 3.3 | Plastering 20 mm thick in CM 1:4 for wall mixed with waterproofing compound, dosage as per manufacture specification. The rate shall include all lead , lift and curing, etc. complete as per specification and directions of Engineer-in-charge. |  |  | Sqm | 0 | 0 | 179 | 193 | 158 | 80 | 610 | 610 | 381 | 232410 | Plastering is considered till the coving height
R 3.4 | Providing and laying M20 grade screed concrete - SMC for the required thickness and gradient as shown in drawing, using 20mm down size aggregates admixed with waterproofing compound, dosage as per manufacture specification. The rate shall include all lead , lift and curing etc. complete as per specification and directions of Engineer-in-charge. |  |  | Cum | 0 | 0 | 0 | 0 | 0 | 0 | 0 | RO | 6461 | 0 | RMC screed considered
R 3 | Location : Refugee Terrace Supplying and applying single component, elastomeric 100% pure polyurethane coating Surface Preparation 1.Concrete surface must clean with wire brush/grinder to remove loose mortar and must be smooth, uniform, clean and dust free to receive the treatment. Preliminary Treatment 1. Any crack, construction joints shall be treated with Polymer modified repair mortar by proper grooving arrangement as per manufactures recommendation 2. Block work joints, Blockwall -slab interface to be packed with Polymer modified repair mortar . Treatment to continue up to full hight of the planter wall 3.Angle fillet - Making coving ( 50X50mm) using M20 Grade Concrete admixed with additive as per manufacturers specification 5.Testing by ponding water for 24 hours to identify surface defects Bore packing (Treatment steps given separately) 6.If any leak/dampness observed post water ponding Test, it needs to be pressure grouted with appropriate grouting chemical. 7.A groove to be provided on the wall to terminate the polyurethane coating or as recommended by the manufacturer. 8.skim tape to be provided wherever dissimilar material ( Steel,PVC ) encountered ,to overlap the coating Supplying and applying single component, elastomeric 100% pure polyurethane coating, Fosroc Nitoproof 600PF / FOSROC,SIKA,DRFIXIT, ALCHIMICA or equivalent approved by EIC , which is free from bitumen and tar, having elongation of > 400% (as per ASTM D 412), tensile strength of 2MPa (as per ASTM D 412), crack bridging up to 2mm, Adhesion to concrete 2 N/mm2 , Shore A hardness 60 (As per ASTM 2240), applied in 2 coats with a total consumption of 2.0Kg/sqm to achieve standalone waterproofing DFT of 1.5mm satisfying the requirements of ASTM C898, resistant to plant roots as per UNE CN/TS 14416. The coating shall be continued to the entire horizontal area and vertical area upto 300mm. Silica sand to be sprinkled on coating whereever wall plastering is to be done. The system includes surface preparation, crack treatment, providing haunching and priming the surface with epoxy primer, Fosroc /equivalent applied with a total consumption of 150gms/Sqm or as per manufacturer specifications, followed by application of polyurethane coating. Mode of measurement will be applied surface area.
|  |  |  | Sqm | 0 | 0 | 0 | 0 | 129 | 0 | 129 | 129 | 998 | 128742
R 3.1 | Providing and Laying 150gsm Geotextile membrane over the waterproofing coating as a protection layer. Mode of measurement will be applied surface area. |  |  | Sqm | 0 | 0 | 0 | 0 | 129 | 0 | 129 | 129 | 85 | 10965
R 3.2 | Providing & Laying M20 grade screed concrete - RMC for the required thickness and gradient as shown in drawing, admixed with waterproofing compound, dosage as per manufacture specification. The rate shall include all lead, lift and curing etc. complete as per specification and directions of Engineer-in-charge. |  |  | Cum | 0 | 0 | 0 | 0 | 16 | 0 | 16 | 16 | 6461 | 103376
R 3.3 | Plastering 20 mm thick in CM 1:4 for wall mixed with waterproofing compound, dosage as per manufacture specification. The rate shall include all lead , lift and curing, etc. complete as per specification and directions of Engineer-in-charge. |  |  | Sqm | 0 | 0 | 0 | 0 | 8 | 0 | 8 | 8 | 381 | 3048
R 3.4 | Providing and laying M20 grade screed concrete - SMC for the required thickness and gradient as shown in drawing, using 20mm down size aggregates admixed with waterproofing compound, dosage as per manufacture specification. The rate shall include all lead , lift and curing etc. complete as per specification and directions of Engineer-in-charge. |  |  | Cum | 0 | 0 | 0 | 0 | 0 | 0 | 0 | RO | 6461 | 0
R 4 | Location : WP over Rcc slab duct covering @ Terrace Lvl & Basement ventilation shaft RCC slab covering Supplying and applying single component, elastomeric 100% pure polyurethane coating Surface Preparation 1.Concrete surface must clean with wire brush/grinder to remove loose mortar and must be smooth, uniform, clean and dust free to receive the treatment. Preliminary Treatment 1. Any crack, construction joints shall be treated with Polymer modified repair mortar by proper grooving arrangement as per manufactures recommendation 2. Block work joints, Blockwall -slab interface to be packed with Polymer modified repair mortar . Treatment to continue up to full hight of the planter wall 3.Angle fillet - Making coving ( 50X50mm) using M20 Grade Concrete admixed with additive as per manufacturers specification 5.Testing by ponding water for 24 hours to identify surface defects Bore packing (Treatment steps given separately) 6.If any leak/dampness observed post water ponding Test, it needs to be pressure grouted with appropriate grouting chemical. 7.A groove to be provided on the wall to terminate the polyurethane coating or as recommended by the manufacturer. 8.skim tape to be provided wherever dissimilar material ( Steel,PVC ) encountered ,to overlap the coating Supplying and applying single component, elastomeric 100% pure polyurethane coating, Fosroc Nitoproof 600PF / FOSROC,SIKA,DRFIXIT, ALCHIMICA or equivalent approved by EIC , which is free from bitumen and tar, having elongation of > 400% (as per ASTM D 412), tensile strength of 2MPa (as per ASTM D 412), crack bridging up to 2mm, Adhesion to concrete 2 N/mm2 , Shore A hardness 60 (As per ASTM 2240), applied in 2 coats with a total consumption of 2.0Kg/sqm to achieve standalone waterproofing DFT of 1.5mm satisfying the requirements of ASTM C898, resistant to plant roots as per UNE CN/TS 14416. The coating shall be continued to the entire horizontal area and vertical area upto 300mm. Silica sand to be sprinkled on coating whereever wall plastering is to be done. The system includes surface preparation, crack treatment, providing haunching and priming the surface with epoxy primer, Fosroc /equivalent applied with a total consumption of 150gms/Sqm or as per manufacturer specifications, followed by application of polyurethane coating. Mode of measurement will be applied surface area.
|  |  |  | Sqm | 47 | 4 | 32 | 45 | 201 |  | 278 | 329 | 998 | 328342 | For Ventilation shaft RCC slab covering
R 4.1 | Providing and Laying 150gsm Geotextile membrane over the waterproofing coating as a protection layer. Mode of measurement will be applied surface area. |  |  | Sqm | 47 | 4 | 32 | 45 | 201 |  | 278 | 329 | 85 | 27965
R 4.2 | Providing & Laying M20 grade screed concrete - RMC for the required thickness and gradient as shown in drawing, admixed with waterproofing compound, dosage as per manufacture specification. The rate shall include all lead, lift and curing etc. complete as per specification and directions of Engineer-in-charge. |  |  | Cum | 0 | 1 | 1 | 1 | 11 |  | 13 | 14 | 6461 | 90454 | For Ventilation shaft RCC slab covering Thickness to be confirmed considered 75mm thickness for screed concrete
R 4.3 | Plastering 20 mm thick in CM 1:4 for wall mixed with waterproofing compound, dosage as per manufacture specification. The rate shall include all lead , lift and curing, etc. complete as per specification and directions of Engineer-in-charge. |  |  | Sqm | 4 | 4 |  |  | 8 |  | 8 | 16 | 381 | 6096 | For terrace area - Since Screed has considered for protection plastering is not considered For the Refugee area we have considered the plastering. Based upon the discussion with BEL considered the height as 150mm
R 4.4 | Providing and laying M20 grade screed concrete - SMC for the required thickness and gradient as shown in drawing, using 20mm down size aggregates admixed with waterproofing compound, dosage as per manufacture specification. The rate shall include all lead , lift and curing etc. complete as per specification and directions of Engineer-in-charge. |  |  | Cum | [6 empty] | 0 | RO | 6461 | 0 | RMC screed considered
R 5 | SWIMMING POOL WATERPROOFING : High End Acrylic Method The surface shall be prepared thoroughly by chipping all loose material/mortar, cleaned with wire brush and coir brush in order to remove all loose & deleterious matter, dust etc. • 25 mm deep “V” grooves shall be cut along concrete junctions and construction joints, and shall be filled with polymer modified mortar (1:3 CM admixed with SIKA LATEX /EQUIVALENT at a dosage of 300ml per bag of cement) with proper coving at corners. • The swimming pool shall be filled with water to its full capacity • Leakages if any shall be marked. 12 mm dia GI Nipples shall be fixed at leakage points weak locations, and along construction joints and pressure grouted using neat cement slurry admixed with grouting additive CERA EXPAN – 250/Equivalent at a dosage of 225 Gms per bag of cement using 40 psi hand pump. • Water shall be removed and the waterbody shall be cleaned thoroughly to remove all loose particles, dust etc. • Elastic liquid applied crack bridging, 2 pack acrylic cementitious waterproofing system SIKA TOP SEAL 109 HI shall be applied@ 2.2kg Per Sq.M (For two coats) . Glass fibre mesh shall be used as reinforcement between the two coats. When the second coat is in tacky condition, quartz sand shall be sprinkled to act as a key for bonding the plastering for wall area. • 20mm thick 1:4 CM plastering shall be done for wall and floor mixed with polymer additive bonding agent SIKA LATEX/ EQUIVALENT @ dosage 300ml per bag of cement and cured. • Required thick screed concreting admixed with waterproofing compound SIKA PLASTOCRETE / EQUIVALENT @ 200ml per bag of cement shall be done for floor area and cured Mode of Measurement : Applied/ Laid Surface area. Note: Cost of 20mm thk waterproof plaster & protective screed concreting shall be measured & paid under relevant line item of works. Location: Swimming Pool Inner Walls & floor | [13 empty] | Pool area, Pool service area and deck area considered
|  |  |  | Sqm | [5 empty] | 555 | 555 | 555 | 950 | 527250
| Location: Jacuzzi Inner Walls & floor |  |  | Sqm | [6 empty] | 0 | RO | #ERROR! | 0
| Location: Water feature - Inner Walls & floor |  |  | Sqm | [6 empty] | 0 | RO | #ERROR! | 0 | Pool area, Pool service area and deck area considered
R 5.2 | Providing & Laying M20 grade screed concrete - RMC for the required thickness and gradient as shown in drawing, admixed with waterproofing compound, dosage as per manufacture specification. The rate shall include all lead, lift and curing etc. complete as per specification and directions of Engineer-in-charge. |  |  | Cum | [5 empty] | 41 | 41 | 41 | 6461 | 264901
| Location: Jacuzzi Inner Walls & floor |  |  | Cum | [6 empty] | 0 | RO | #ERROR! | 0
| Location: Water feature - Inner Walls & floor |  |  | Cum | [6 empty] | 0 | RO | #ERROR! | 0 | Pool area, Pool service area and deck area considered
R 5.3 | Plastering 20 mm thick in CM 1:4 for wall mixed with waterproofing compound, dosage as per manufacture specification. The rate shall include all lead , lift and curing, etc. complete as per specification and directions of Engineer-in-charge. |  |  | Sqm | [5 empty] | 555 | 555 | 555 | 381 | 211455
| Location: Jacuzzi Inner Walls & floor |  |  | Sqm | [6 empty] | 0 | RO | #ERROR! | 0
| Location: Water feature - Inner Walls & floor |  |  | Sqm | [6 empty] | 0 | RO | #ERROR! | 0
R 5.4 | Providing and laying M20 grade screed concrete - SMC for the required thickness and gradient as shown in drawing, using 20mm down size aggregates admixed with waterproofing compound, dosage as per manufacture specification. The rate shall include all lead , lift and curing etc. complete as per specification and directions of Engineer-in-charge. |  |  | Cum | [6 empty] | 0 | RO | #ERROR! | 0
| Location: Jacuzzi Inner Walls & floor |  |  | Cum | [6 empty] | 0 | RO | #ERROR! | 0
| Location: Water feature - Inner Walls & floor |  |  | Cum | [6 empty] | 0 | RO | #ERROR! | 0
All the dmensions as per MEP drawings Tower C - OHT details are avilable and considered same for Tower A & B
R 6 | Location : Inner sides + Floor - OHT Providing & laying 2 coats Acrylic Polymer Cementitious Coating waterproofing treatment to vertical & horizontal surfaces 1.Adhesion to substrate (ASTMD4541:2002) - >1N/mm2 2.Shore A hardness (ASTMD2240:2010) - 80 3.Tensile strength N/mm2 (ASTM D412-2013) - >1N/mm2 4. Elongation (ASTMD 412) - Minimum 100% 5.Crack Bridging ASTM C 836 : 1995 Up to 2 mm width Surface Preparation 1.Concrete surface must cleaned with wire brush/grinder to remove loose mortar and must be smooth, uniform ,clean and dust free to receive the treatment. Preliminary Treatment 1.Any crack ,undulations, honey combs, tie rod holes shall be treated with Polymer modified repair mortar as per manufactures recommendation 2.Angle fillet - A groove to be taken at the slab-wall interface and coving ( 30X30mm) made using CM 1:3 admixed with additive as per manufacturers specification 3.Testing by ponding water for 24 hours to identify surface defects 4.If any leak/dampness observed post water ponding Test, it needs to be pressure grouted with appropriate grouting chemical. Acrylic Polymer Cementitious Coating: 1.Two coat brush application of Acrylic reinforced Cementitious flexible waterproofing coating on internal surface to achieve a minimum DFT of 1.5mm Rate to include Making "V" grooves of size 50mm wide & 20mm deep at construction joints by mechanical chipper, saturate the sides of the grooves with water and applying two coats of CERA LATEX SBR bonding slurry and filling the grooves by polymer modified mortar as per manufacturer's specification and all as per the directions of EIC. Mode of measurement will be applied surface area. |  |  | Sqm |  |  | 128 | 128 | 128 |  | 384 | 384 | 500 | 192000 | All the dmensions as per MEP drawings Tower C - OHT details are avilable and considered same for Tower A & B Clubhouse OHT is as per Architectural provision drawings
R 6.1 | Plastering 20 mm thick in CM 1:4 for wall mixed with waterproofing compound, dosage as per manufacture specification. The rate shall include all lead , lift and curing, necessary scaffolding if required etc. complete as per specification and directions of Engineer-in-charge for the below mentioned locations. Location : OHT - Inner walls |  |  | Sqm |  |  | 101 | 101 | 101 |  | 303 | 303 | 381 | 115443 | All the dmensions as per MEP drawings 125mm screed considered Tower C - OHT details are avilable and considered same for Tower A & B Clubhouse OHT is as per Architectural provision drawings
R 6.2 | Providing & Laying M20 grade screed concrete - RMC for the required thickness and gradient as shown in drawing, admixed with waterproofing compound, dosage as per manufacture specification. The rate shall include all lead, lift and curing etc. complete as per specification and directions of Engineer-in-charge for the following locations. Location : OHT |  |  | Cum |  |  | 4 | 4 | 4 |  | 12 | 12 | 6461 | 77532 | RMC screed considered
R 6.3 | Providing and laying M20 grade screed concrete - SMC for the required thickness and gradient as shown in drawing, using 20mm down size aggregates admixed with waterproofing compound, dosage as per manufacture specification. The rate shall include all lead , lift and curing etc. complete as per specification and directions of Engineer-in-charge for the following locations. Location : OHT |  |  | Cum | [6 empty] | 0 | RO | #ERROR! | 0
R 7 | Bore packing | [13 empty] | PVC sleeves are considered
R 7.1 | Bore Packing: Cleaning the surface area to ensure that it is free from oil, grease, dirt and contaminants, all loose materials to be removed and roughen the pipe with wire brush. Apply SBR2 or equivalent for pipe and the bore for better adhesion between the pipe and concrete member. Place the backer rod in the gap between the core and the pipe, push the backer rod to the required depth and fill the bore with Master Flow 715 / 718 or equivalent as per manufacturer's specification. Rate to include for packing the under side of core cut. After 24 hours, remove the backer rod from below and pack the gap using Master flow 715/718 or polymer modified mortar / Master Emaco & including finishing properly including testing for 24 hours and making good the defects if any, etc. complete all as per the instructions of EIC for the following dia of pipes. | [13 empty] | PVC sleeves are considered
a | 40 mm Dia |  |  | No. | 0 | 0 | 0 | 0 | 0 | 0 | 0 | RO | #ERROR! | 0 | PVC sleeves are considered
b | 50 mm Dia |  |  | No. | 0 | 0 | 0 | 0 | 0 | 0 | 0 | RO | #ERROR! | 0 | PVC sleeves are considered
c | 90 mm Dia |  |  | No. | 0 | 0 | 0 | 0 | 0 | 0 | 0 | RO | #ERROR! | 0 | PVC sleeves are considered
d | 125 mm Dia |  |  | No. | 0 | 0 | 0 | 0 | 0 | 0 | 0 | RO | #ERROR! | 0 | PVC sleeves are considered
e | 160 mm Dia |  |  | No. | 0 | 0 | 0 | 0 | 0 | 0 | 0 | RO | #ERROR! | 0 | PVC sleeves are considered
f | 200 mm Dia |  |  | No. | 0 | 0 | 0 | 0 | 0 | 0 | 0 | RO | #ERROR! | 0
| SUB TOTAL OF WATERPROOFING WORKS | [12 empty] | 24430517
Prepared by |  |  |  |  | Head Estimation | [9 empty] | Project Head
Ms. Snehalatha E S |  |  |  |  | Mr. Arunkumar S | [9 empty] | Mr. Srinivasa N AVP - Projects

## Extraction_Summary
Output_Sheet | #_Consolidated_Tables | Total_Rows | Original_Worksheets | Headers_Preview
BOQ_1_CIVIL BOQ | 1 | 1578 | CIVIL BOQ | S.NO ¦ DESCRIPTION ¦ GRADE OF CONC ¦ CEMENT CO-EFF ¦ UNIT...