## BOQ_1_CIVIL BOQ
S.NO | DESCRIPTION | GRADE OF CONC | CEMENT CO-EFF | UNIT | SUB STRUCTURE / NTA | CLUB HOUSE SUB STR | TOWER A | TOWER B | TOWER C | CLUB HOUSE | SUPER STR | OVERALL QTY | NET RATE | TOTAL AMOUNT | Estimation Remarks to Project team | Project head Remarks | Chunk_ID | Item_Type | Original_Unit | Stage3_Final_Category | Stage3_Final_Material | Stage3_Extracted_Grade | Stage3_Extracted_Dimensions | Stage3_Extracted_Location | Stage3_Technical_Specs | Stage3_Processing_Method | Stage3_Confidence | Extraction_Method | Context_Applied | Material_Change_Detected | Context_Decision_Reason | Specifications_Inherited
A | EARTHWORK EXCAVATION | [15 empty] | Chunk_0 | LINE_ITEM |  | EXCAVATION_EARTHWORK | Earth |  |  | Other Building Elements |  | STAGE_3_ENHANCED_INHERITANCE | 90.0% | ENHANCED_CONTEXT_INHERITANCE | False | False | OVERRIDE_NEW_ACTIVITY | {}
BRIGADE LUMINA TOWER A & TOWER B: 2B+Ground+19 Upper floors + Terrace TOWER C: 2B+Ground+22 Upper floors + Terrace | PREAMBLE FOR EARTHWORK: | [15 empty] | Chunk_0 | LINE_ITEM |  | OTHERS | Mixed |  |  | Other Building Elements |  | STAGE_3_ENHANCED_INHERITANCE | 90.0% | ENHANCED_CONTEXT_INHERITANCE | True | False | INHERITED_NO_CHANGE | {}
BRIGADE LUMINA TOWER A & TOWER B: 2B+Ground+19 Upper floors + Terrace TOWER C: 2B+Ground+22 Upper floors + Terrace | 1. Contractor shall take all required permissions from the appropriate authorities for Excavation, Blasting, Carting away materials etc. & shall bear all the expenses for the same. | [15 empty] | Chunk_0 | LINE_ITEM |  | OTHERS | Mixed |  |  | Other Building Elements |  | STAGE_3_ENHANCED_INHERITANCE | 90.0% | ENHANCED_CONTEXT_INHERITANCE | True | False | INHERITED_NO_CHANGE | {}
BRIGADE LUMINA TOWER A & TOWER B: 2B+Ground+19 Upper floors + Terrace TOWER C: 2B+Ground+22 Upper floors + Terrace | 2. Rate to include removal of all kinds of vegetation, small shrubs etc. Dewatering of surface water to be let out of the building area through proper piping networks & channels if required. The contractor at his own expenses shall water very well, ram and thoroughly consolidate the bottom of all excavation & ground before the construction of foundation/ footing/ plinth beam, filling in basement floor or other work is commenced. In case of excess excavation over & above the specified depth, the contractor at his own expenses should fill up with plum/lean concrete to the required level which will not be measured for payment. The rate for excavation shall include necessary measures to prevent sides from falling, including bailing or pumping out of water if necessary. Lift & lead outside campus are to be considered to suit the local regulations. Contour levels to be taken jointly with the EMPLOYER - EIC / representative and prior written approval to be taken before starting any excavation/ filling at every 3 / 5 mt grids for arriving at the actual quantity. Measurements for filling will be taken for consolidated thickness only. Cost to include all and necessary royalty and other permission charges required to execute the works, if necessary. | [15 empty] | Chunk_0 | LINE_ITEM |  | OTHERS | Mixed |  |  | Foundations (Substructure) |  | STAGE_3_ENHANCED_INHERITANCE | 90.0% | ENHANCED_CONTEXT_INHERITANCE | True | False | INHERITED_NO_CHANGE | {}
BRIGADE LUMINA TOWER A & TOWER B: 2B+Ground+19 Upper floors + Terrace TOWER C: 2B+Ground+22 Upper floors + Terrace | 3. FOR MEASUREMENT - Qty. shall be arrived at after taking block levels taken prior to and after excavation. The below mentioned quantities (sl no: A 1 to A 3) are based on soil report and the quantities may vary as per site condition. Quantity of Ordinary soil/ Disintegrated rock/ Hard rock mentioned is tentative and may vary to any extent depending upon underlying ground profile to be exposed during excavation. | [15 empty] | Chunk_0 | LINE_ITEM |  | OTHERS | Mixed |  |  | Other Building Elements |  | STAGE_3_ENHANCED_INHERITANCE | 90.0% | ENHANCED_CONTEXT_INHERITANCE | True | False | INHERITED_NO_CHANGE | {}
BRIGADE LUMINA TOWER A & TOWER B: 2B+Ground+19 Upper floors + Terrace TOWER C: 2B+Ground+22 Upper floors + Terrace | 4. Rate to include disposing off the same to be transported outside the site premises & dumped at dump yards approved by local authorities/ statutory bodies, so that EMPLOYER should not receive complaint from any local bodies/ Govt. agencies/ public in general. The rate to include loading, transporting, unloading/ dumping including the cost of mechanical transport/ labour etc. complete as directed by EIC. | [15 empty] | Chunk_0 | LINE_ITEM |  | OTHERS | Mixed |  |  | Other Building Elements |  | STAGE_3_ENHANCED_INHERITANCE | 90.0% | ENHANCED_CONTEXT_INHERITANCE | True | False | INHERITED_NO_CHANGE | {}
BRIGADE LUMINA TOWER A & TOWER B: 2B+Ground+19 Upper floors + Terrace TOWER C: 2B+Ground+22 Upper floors + Terrace | 5. Mode of Measurement shall be as per IS 1200 Except that stacking is not used for measuring rock. | [15 empty] | Chunk_0 | LINE_ITEM |  | OTHERS | Mixed |  |  | Other Building Elements |  | STAGE_3_ENHANCED_INHERITANCE | 90.0% | ENHANCED_CONTEXT_INHERITANCE | True | False | INHERITED_NO_CHANGE | {}
BRIGADE LUMINA TOWER A & TOWER B: 2B+Ground+19 Upper floors + Terrace TOWER C: 2B+Ground+22 Upper floors + Terrace | 6. Working space & provision of slopes if required for excavation shall be measured & paid, but not exceeding width stipulated in IS 1200. | [15 empty] | Chunk_0 | LINE_ITEM |  | OTHERS | Mixed |  |  | Other Building Elements |  | STAGE_3_ENHANCED_INHERITANCE | 90.0% | ENHANCED_CONTEXT_INHERITANCE | True | False | INHERITED_NO_CHANGE | {}
BRIGADE LUMINA TOWER A & TOWER B: 2B+Ground+19 Upper floors + Terrace TOWER C: 2B+Ground+22 Upper floors + Terrace | 7. Dewatering of rain water if required to be carried out at no additional cost. | [15 empty] | Chunk_0 | LINE_ITEM |  | OTHERS | Mixed |  |  | Other Building Elements |  | STAGE_3_ENHANCED_INHERITANCE | 90.0% | ENHANCED_CONTEXT_INHERITANCE | True | False | INHERITED_NO_CHANGE | {}
BRIGADE LUMINA TOWER A & TOWER B: 2B+Ground+19 Upper floors + Terrace TOWER C: 2B+Ground+22 Upper floors + Terrace | 8.Undulations shall be filled with Plum concrete to bring the excavated surface to required level when controlled blasting (Hard rock) is done which shall be measured and paid under relevant item of work. | [15 empty] | Chunk_0 | LINE_ITEM |  | OTHERS | Mixed |  |  | Other Building Elements |  | STAGE_3_ENHANCED_INHERITANCE | 90.0% | ENHANCED_CONTEXT_INHERITANCE | True | False | INHERITED_NO_CHANGE | {}
BRIGADE LUMINA TOWER A & TOWER B: 2B+Ground+19 Upper floors + Terrace TOWER C: 2B+Ground+22 Upper floors + Terrace | 9. Initial levels will be taken before excavation of the hard rock and final levels will be taken after achieving the required levels recorded in the presence of EIC & JMR maintained. | [15 empty] | Chunk_0 | LINE_ITEM |  | OTHERS | Mixed |  |  | Other Building Elements |  | STAGE_3_ENHANCED_INHERITANCE | 90.0% | ENHANCED_CONTEXT_INHERITANCE | True | False | INHERITED_NO_CHANGE | {}
A 1 | Surface excavation: Excavation exceeding 1.50m in width as well as 10.0Sqm on plan, but not exceeding 300 mm in depth including disposal of excavated earth outside the site premises & lift from basement excavated level, disposed soil to be levelled & neatly dressed in all kinds of soil, as per directions of EIC . |  |  | Sqm | 10100 | 967 |  |  |  |  | 0 | 11067 | 74 | 818958 | Basement foot print area considered for qty, Project Head to confirm whether LI is operated or not? |  | Chunk_1_HEADER | HEADER |  | EXCAVATION_EARTHWORK | Excavated Soil |  |  | Foundations (Substructure) | ACTIVITY PRIORITY CONFIRMED: Excavation | STAGE_2_AI_VERIFIED_WITH_ACTIVITY_PRIORITY | 95.0% | AI_HEADER_VERIFICATION_ACTIVITY_PRIORITY |  |  | HEADER_VERIFICATION | {}
A 2 | Excavation in all types of soil for Footings / rafts of columns, Retaining wall, Core walls, catch pits, Lift pits, trenches for drains, STP, UG water retaining structures etc., by mechanical means including manual excavation for levelling, dressing/trimming of excavated sides, with all leads and lifts, Dewatering of surface water, removal of slurry generated while excavation and keeping the area free of water, strutting, required for keeping excavated sides of earth in position etc., Rate to include for disposing off excess earth / unserviceable material & to be transported outside the site premises & dumped at dump yard approved by local authorities/ statutory bodies, so that EMPLOYER should not receive complaint from any local bodies/ Govt. agencies/ public in general. The rate to include loading, transporting, unloading/ dumping including the cost of mechanical transport/ labour etc. complete as directed by EIC. Note : a). Back filling for the sides of foundations/ footings/ Retaining Wall will be paid under separate relevant item of work. b). Working space & provision of slopes if required for execution shall be measured & paid as per actual width of excavation, but not exceeding width stipulated in IS 1200. DEPTH MEASURED FROM LOWER BASEMENT EXCAVATED LEVEL | [12 empty] | 0 | Mass excavation up to 93.425 level shall be separate package. Thus Only excavation beyond 93.425 level considered. Project head to note the same. |  | Chunk_2_HEADER | HEADER |  | EXCAVATION_EARTHWORK | Soil |  |  | Foundations (Substructure) | ACTIVITY PRIORITY CORRECTED: Classified as secondary category EXCAVATION_EARTHWORK. Material refined based on primary subject of work, not incidental note. | STAGE_2_AI_VERIFIED_WITH_ACTIVITY_PRIORITY | 95.0% | AI_HEADER_VERIFICATION_ACTIVITY_PRIORITY |  |  | HEADER_VERIFICATION | {}
A 2.1 | From 0.00 to 1.50 M |  |  | Cum | 505 | 0 |  |  |  |  | 0 | 505 | 199 | 100495 | For Lifts pits of depth 2.0m beyond 93.425. In this line item up to 1.5m depths is considered |  | Chunk_2 | LINE_ITEM | Cum | EXCAVATION_EARTHWORK | Soil |  |  | Other Building Elements |  | STAGE_3_ENHANCED_INHERITANCE | 90.0% | ENHANCED_CONTEXT_INHERITANCE | True | False | INHERITED_WITH_MODIFICATION | {}
A 2.2 | From 1.50 M to 3.00 M |  |  | Cum | 169 | 0 |  |  |  |  | 0 | 169 | 199 | 33631 | For Lifts pits of depth 2.0m beyond 93.425. In this line item up to 0.5m depths is considered |  | Chunk_2 | LINE_ITEM | Cum | EXCAVATION_EARTHWORK | Soil |  |  | Other Building Elements |  | STAGE_3_ENHANCED_INHERITANCE | 90.0% | ENHANCED_CONTEXT_INHERITANCE | True | False | INHERITED_WITH_MODIFICATION | {}
A 2.3 | From 3.00 M to 6.00 M |  |  | Cum | [6 empty] | 0 | RO | 199 | 0 |  |  | Chunk_2 | LINE_ITEM | Cum | EXCAVATION_EARTHWORK | Soil |  |  | Other Building Elements |  | STAGE_3_ENHANCED_INHERITANCE | 90.0% | ENHANCED_CONTEXT_INHERITANCE | True | False | INHERITED_WITH_MODIFICATION | {}
| Same as above, but for STP, UG sump Excavation in soil | [12 empty] | 0 |  |  | Chunk_2 | LINE_ITEM |  | EXCAVATION_EARTHWORK | Soil |  |  | Other Building Elements |  | STAGE_3_ENHANCED_INHERITANCE | 90.0% | ENHANCED_CONTEXT_INHERITANCE | True | False | INHERITED_NO_CHANGE | {}
A 2.4 | From 0.00 to 3.00M |  |  | Cum |  | 241 |  |  |  |  | 0 | 241 | 199 | 47959 | As per soil report - BH 1 - Silty sand For Storm water collection sumps at ground level (+100.00) of depth 4.3m. Up to 3.0m depths is considered in this line item. Project head to note the same. |  | Chunk_2 | LINE_ITEM | Cum | EXCAVATION_EARTHWORK | Soil |  |  | Other Building Elements |  | STAGE_3_ENHANCED_INHERITANCE | 90.0% | ENHANCED_CONTEXT_INHERITANCE | True | False | INHERITED_WITH_MODIFICATION | {}
A 2.5 | From 3.00 M to 6.00 M |  |  | Cum | [6 empty] | 0 | RO | 199 | 0 |  |  | Chunk_2 | LINE_ITEM | Cum | EXCAVATION_EARTHWORK | Soil |  |  | Other Building Elements |  | STAGE_3_ENHANCED_INHERITANCE | 90.0% | ENHANCED_CONTEXT_INHERITANCE | True | False | INHERITED_WITH_MODIFICATION | {}
A 3 | Excavation in disintegrated/ weathered/ soft rock for Footings / rafts of columns, Retaining wall, Core walls, catch pits, Lift pits, trenches for drains, STP, UG water retaining structures etc., by mechanical means including manual excavation for levelling, dressing/trimming of excavated sides, with all leads and lifts, Dewatering of surface water, removal of slurry generated while excavation. Rate to include for disposing off disintegrated / weathered/ soft rock / unserviceable material & to be transported outside the site premises & dumped at dump yard approved by local authorities/ statutory bodies, so that EMPLOYER should not receive complaint from any local bodies/ Govt. agencies/ public in general. The rate to include loading, transporting, unloading/ dumping including the cost of mechanical transport/ labour etc. complete as directed by EIC. Note: a). Back filling for the sides of foundations/ footings/ Retaining Wall will be paid under separate item of work. b). Working space & provision of slopes if required for execution shall be measured & paid as per actual width of excavation , but not exceeding width stipulated in IS 1200. | [12 empty] | 0 |  |  | Chunk_3_HEADER | HEADER |  | EXCAVATION_EARTHWORK | Soft Rock |  |  | Foundations (Substructure) | ACTIVITY PRIORITY CORRECTED: Classified as secondary category EXCAVATION_EARTHWORK. Material refined based on primary subject of work, not incidental note. | STAGE_2_AI_VERIFIED_WITH_ACTIVITY_PRIORITY | 95.0% | AI_HEADER_VERIFICATION_ACTIVITY_PRIORITY |  |  | HEADER_VERIFICATION | {}
A 3.1 | From 0.00 to 1.50 M |  |  | Cum | [6 empty] | 0 | RO | 695 | 0 |  |  | Chunk_3 | LINE_ITEM | Cum | EXCAVATION_EARTHWORK | Soft Rock |  |  | Other Building Elements |  | STAGE_3_ENHANCED_INHERITANCE | 90.0% | ENHANCED_CONTEXT_INHERITANCE | True | False | INHERITED_WITH_MODIFICATION | {}
A 3.2 | From 1.50 M to 3.00 M |  |  | Cum | [6 empty] | 0 | RO | 695 | 0 |  |  | Chunk_3 | LINE_ITEM | Cum | EXCAVATION_EARTHWORK | Soft Rock |  |  | Other Building Elements |  | STAGE_3_ENHANCED_INHERITANCE | 90.0% | ENHANCED_CONTEXT_INHERITANCE | True | False | INHERITED_WITH_MODIFICATION | {}
| Same as above, but for STP, UG sump Excavation in Soft / Disintegrated rock | [11 empty] | 695 | 0 |  |  | Chunk_4_HEADER | HEADER |  | EXCAVATION_EARTHWORK | Soft/Disintegrated Rock |  |  | Other Building Elements | ACTIVITY PRIORITY CORRECTED: Classified as secondary category EXCAVATION_EARTHWORK. Material refined based on primary subject of work. | STAGE_2_AI_VERIFIED_WITH_ACTIVITY_PRIORITY | 95.0% | AI_HEADER_VERIFICATION_ACTIVITY_PRIORITY |  |  | HEADER_VERIFICATION | {}
A 3.4 | From 0.00 to 1.50M |  |  | Cum | [6 empty] | 0 | RO | 695 | 0 |  |  | Chunk_4 | LINE_ITEM | Cum | EXCAVATION_EARTHWORK | Soft/Disintegrated Rock |  |  | Other Building Elements |  | STAGE_3_ENHANCED_INHERITANCE | 90.0% | ENHANCED_CONTEXT_INHERITANCE | True | False | INHERITED_WITH_MODIFICATION | {}
A 3.5 | From 1.50 to 3.00M |  |  | Cum | [6 empty] | 0 | RO | 695 | 0 |  |  | Chunk_4 | LINE_ITEM | Cum | EXCAVATION_EARTHWORK | Soft/Disintegrated Rock |  |  | Other Building Elements |  | STAGE_3_ENHANCED_INHERITANCE | 90.0% | ENHANCED_CONTEXT_INHERITANCE | True | False | INHERITED_WITH_MODIFICATION | {}
A 3.6 | From 3.00 M to 6.00 M |  |  | Cum |  | 105 |  |  |  |  | 0 | 105 | 695 | 72975 | As per soil report - BH 1 - Soft rock (after 3.0m) For Storm water collection sumps at ground level (+100.00) of depth 4.3m. 3.0m to 4.3m depths is considered in this line item. Project head to note the same. |  | Chunk_4 | LINE_ITEM | Cum | EXCAVATION_EARTHWORK | Soft/Disintegrated Rock |  |  | Other Building Elements |  | STAGE_3_ENHANCED_INHERITANCE | 90.0% | ENHANCED_CONTEXT_INHERITANCE | True | False | INHERITED_WITH_MODIFICATION | {}
A 4 | Excavation in Hard rock for Footings / rafts of columns, Retaining wall, core walls, catch pits, lift pits, trenches for drains, water retaining structures etc., by drilling holes by jack hammer with compressor @ required intervals & injecting with suitable chemical like Stone- Tech / Equivalent as per manufacturer's specification to expand and crack & further breaking or splitting using rock breakers / jack hammers etc., breaking down large block into smaller chunk of rocks to enable loading & transportation including all leads and lifts all as per detailed specification and conforming to safety rules during progress of the work. Note: Measurements as per IS 1200. For measurement qty shall be arrived at after carrying out block levels taken before & after excavation. | [15 empty] | Chunk_5_HEADER | HEADER |  | EXCAVATION_EARTHWORK | Hard Rock |  |  | Foundations (Substructure) | ACTIVITY PRIORITY CORRECTED: Classified as secondary category EXCAVATION_EARTHWORK. Material refined based on primary subject of work. | STAGE_2_AI_VERIFIED_WITH_ACTIVITY_PRIORITY | 95.0% | AI_HEADER_VERIFICATION_ACTIVITY_PRIORITY |  |  | HEADER_VERIFICATION | {}
| Note: Rate to include disposing off the same to be transported outside the site premises & dumped at approved dump yards by local authorities/statutory bodies, so that EMPLOYER should not receive complaint from any local bodies/Govt. agencies/ public in general. The rate to include loading, transporting, unloading/ dumping including the cost of mechanical transport/labour etc. complete as directed by EIC. | [16 empty] | NOTE | [7 empty] | STAGE_1_NOTE_DETECTED
A 4.1 | From 0.00 to 1.50 M |  |  | Cum | [6 empty] | 0 | RO | 2529 | 0 |  |  | Chunk_5 | LINE_ITEM | Cum | EXCAVATION_EARTHWORK | Hard Rock |  |  | Other Building Elements |  | STAGE_3_ENHANCED_INHERITANCE | 90.0% | ENHANCED_CONTEXT_INHERITANCE | True | False | INHERITED_WITH_MODIFICATION | {}
A 4.2 | From 1.50 M to 3.00 M |  |  | Cum | [6 empty] | 0 | RO | 2529 | 0 |  |  | Chunk_5 | LINE_ITEM | Cum | EXCAVATION_EARTHWORK | Hard Rock |  |  | Other Building Elements |  | STAGE_3_ENHANCED_INHERITANCE | 90.0% | ENHANCED_CONTEXT_INHERITANCE | True | False | INHERITED_WITH_MODIFICATION | {}
| Same as above, but for STP, UG sump Excavation in Soft / Disintegrated rock | [12 empty] | 0 |  |  | Chunk_6_HEADER | HEADER |  | EXCAVATION_EARTHWORK | Soft / Disintegrated rock |  |  | Other Building Elements | ACTIVITY PRIORITY CONFIRMED: Excavation | STAGE_2_AI_VERIFIED_WITH_ACTIVITY_PRIORITY | 95.0% | AI_HEADER_VERIFICATION_ACTIVITY_PRIORITY |  |  | HEADER_VERIFICATION | {}
A 4.3 | From 0.00 to 1.50M |  |  | Cum | 118 | [5 empty] | 0 | 118 | 2529 | 298422 | As per soil report - BH 5 - Hard rock (after 6.0m) As per soil report - BH 6 - Hard rock (after 7.5m) For Storm water collection sumps at basement 02 (+95.60) of depth 3.55m beyond +94.475 level. (Depth 2.43m) Up to 1.5m depths is considered in this line item. Project head to note the same. |  | Chunk_6 | LINE_ITEM | Cum | EXCAVATION_EARTHWORK | Soft / Disintegrated rock |  |  | Other Building Elements |  | STAGE_3_ENHANCED_INHERITANCE | 90.0% | ENHANCED_CONTEXT_INHERITANCE | True | False | INHERITED_WITH_MODIFICATION | {}
A 4.4 | From 1.50 to 3.00M |  |  | Cum | 67 | [5 empty] | 0 | 67 | 2529 | 169443 | As per soil report - BH 5 - Hard rock (after 6.0m) As per soil report - BH 6 - Hard rock (after 7.5m) For Storm water collection sumps at basement 02 (+95.60) of depth 3.55m beyond +94.475 level. (Depth 2.43m) 1.5 to 2.43m depths is considered in this line item. Project head to note the same. |  | Chunk_6 | LINE_ITEM | Cum | EXCAVATION_EARTHWORK | Soft / Disintegrated rock |  |  | Other Building Elements |  | STAGE_3_ENHANCED_INHERITANCE | 90.0% | ENHANCED_CONTEXT_INHERITANCE | True | False | INHERITED_WITH_MODIFICATION | {}
A 4.5 | From 3.00 M to 6.00 M |  |  | Cum | [6 empty] | 0 | RO | 2529 | 0 |  |  | Chunk_6 | LINE_ITEM | Cum | EXCAVATION_EARTHWORK | Soft / Disintegrated rock |  |  | Other Building Elements |  | STAGE_3_ENHANCED_INHERITANCE | 90.0% | ENHANCED_CONTEXT_INHERITANCE | True | False | INHERITED_WITH_MODIFICATION | {}
A 5 | Excavation in Hard rock using Rock breakers (NON BLASTING METHODS/ BLASTING PROHIBITED) & Rate to include for breaking down large block into smaller chunk of rocks to enable loading & transportation to the required level and conforming to safety rules during progress of the work. Rate to include for disposing off excess earth / unserviceable material & to be transported outside the site premises & dumped at dump yard approved by local authorities/ statutory bodies, so that EMPLOYER should not receive complaint from any local bodies/ Govt. agencies/ public in general. The rate to include loading, transporting, unloading/ dumping including the cost of mechanical transport/ labour etc. complete as directed by EIC. Note : a). Back filling for the sides of foundations/ footings/ Retaining Wall will be paid under separate relevant item of work. b). Working space & provision of slopes if required for execution shall be measured & paid, but not exceeding width stipulated in IS 1200. c). Qty for measurement based on Initial levels to be taken before excavation of the hard rock and final levels to be taken after achieving the required levels recorded in the presence of EIC & JMR maintained. | [12 empty] | 0 |  |  | Chunk_6 | LINE_ITEM |  | EXCAVATION_EARTHWORK | Hard rock |  |  | Foundations (Substructure) |  | STAGE_3_ENHANCED_INHERITANCE | 90.0% | ENHANCED_CONTEXT_INHERITANCE | True | False | INHERITED_WITH_MODIFICATION | {}
A 5.1 | From 0.00 to 1.50 M |  |  | Cum | [6 empty] | 0 | RO | 2529 | 0 |  |  | Chunk_6 | LINE_ITEM | Cum | EXCAVATION_EARTHWORK | Soft / Disintegrated rock |  |  | Other Building Elements |  | STAGE_3_ENHANCED_INHERITANCE | 90.0% | ENHANCED_CONTEXT_INHERITANCE | True | False | INHERITED_WITH_MODIFICATION | {}
A 5.2 | From 1.50 M to 3.00 M |  |  | Cum | [6 empty] | 0 | RO | 2529 | 0 |  |  | Chunk_6 | LINE_ITEM | Cum | EXCAVATION_EARTHWORK | Soft / Disintegrated rock |  |  | Other Building Elements |  | STAGE_3_ENHANCED_INHERITANCE | 90.0% | ENHANCED_CONTEXT_INHERITANCE | True | False | INHERITED_WITH_MODIFICATION | {}
| Same as above, but for STP, UG sump Excavation in Soft / Disintegrated rock | [12 empty] | 0 |  |  | Chunk_7_HEADER | HEADER |  | EXCAVATION_EARTHWORK | Soft / Disintegrated rock |  |  | Other Building Elements | ACTIVITY PRIORITY CONFIRMED: Excavation | STAGE_2_AI_VERIFIED_WITH_ACTIVITY_PRIORITY | 95.0% | AI_HEADER_VERIFICATION_ACTIVITY_PRIORITY |  |  | HEADER_VERIFICATION | {}
A 5.3 | From 0.00 to 3.00M |  |  | Cum | [6 empty] | 0 | RO | 2529 | 0 |  |  | Chunk_7 | LINE_ITEM | Cum | EXCAVATION_EARTHWORK | Soft / Disintegrated rock |  |  | Other Building Elements |  | STAGE_3_ENHANCED_INHERITANCE | 90.0% | ENHANCED_CONTEXT_INHERITANCE | True | False | INHERITED_WITH_MODIFICATION | {}
A 5.4 | From 1.50 to 3.00M |  |  | Cum | [6 empty] | 0 | RO | 2529 | 0 |  |  | Chunk_7 | LINE_ITEM | Cum | EXCAVATION_EARTHWORK | Soft / Disintegrated rock |  |  | Other Building Elements |  | STAGE_3_ENHANCED_INHERITANCE | 90.0% | ENHANCED_CONTEXT_INHERITANCE | True | False | INHERITED_WITH_MODIFICATION | {}
A 5.5 | From 3.00 M to 6.00 M |  |  | Cum | [6 empty] | 0 | RO | 2529 | 0 |  |  | Chunk_7 | LINE_ITEM | Cum | EXCAVATION_EARTHWORK | Soft / Disintegrated rock |  |  | Other Building Elements |  | STAGE_3_ENHANCED_INHERITANCE | 90.0% | ENHANCED_CONTEXT_INHERITANCE | True | False | INHERITED_WITH_MODIFICATION | {}
A 6 | Back filling to foundations and the area where ever specified with approved good quality filling materials in plinths, area development, sides of foundation/ footings, sides of Retaining Wall etc. wherever specified in layers of not exceeding 150 mm thick including breaking clods, storing, transportation, double handling, watering, compacting each layer by mechanical means of suitable capacity vibratory rollers /plate compactors and at in-accessible places with wooden/ steel rammers to achieve 90 to 95% proctor density at optimum moisture content, all leads and lifts, bailing/ pumping out of water to keep site dry while backfilling; cost shall include conveyance of all materials, labour, machinery etc. complete as directed. The rate to include for loading, unloading, hire and fuel charges for tools and plants and carrying out proctor density test for backfilled area and other incidental charges etc., complete. | [12 empty] | 0 |  |  | Chunk_7 | LINE_ITEM |  | EXCAVATION_EARTHWORK | approved good quality filling materials |  |  | Foundations (Substructure) |  | STAGE_3_ENHANCED_INHERITANCE | 90.0% | ENHANCED_CONTEXT_INHERITANCE | True | False | INHERITED_WITH_MODIFICATION | {}
A 6.1 | With excavated earth available at site | [12 empty] | 0 |  |  | Chunk_7 | LINE_ITEM |  | EXCAVATION_EARTHWORK | excavated earth available at site |  |  | Other Building Elements |  | STAGE_3_ENHANCED_INHERITANCE | 90.0% | ENHANCED_CONTEXT_INHERITANCE | True | False | INHERITED_WITH_MODIFICATION | {}
(i) | Sides of footings / tower raft |  |  | Cum | 5449 | 253 |  |  |  |  | 0 | 5702 | 226 | 1288652 | For foundations up to grade slab |  | Chunk_7 | LINE_ITEM | Cum | EXCAVATION_EARTHWORK | Soft / Disintegrated rock |  |  | Foundations (Substructure) |  | STAGE_3_ENHANCED_INHERITANCE | 90.0% | ENHANCED_CONTEXT_INHERITANCE | True | False | INHERITED_NO_CHANGE | {}
ii | Sides of retaining wall upto NGL |  |  | Cum | 6405 | 501 |  |  |  |  | 0 | 6906 | 346 | 2389476 | For sides for retaining wall upto NGL level |  | Chunk_7 | LINE_ITEM | Cum | EXCAVATION_EARTHWORK | Soft / Disintegrated rock |  |  | Other Building Elements |  | STAGE_3_ENHANCED_INHERITANCE | 90.0% | ENHANCED_CONTEXT_INHERITANCE | True | False | INHERITED_NO_CHANGE | {}
iii | Sides of retaining wall - From NGL (99 to 101) to podium lvl (103.4) |  |  | Cum | 1057 | 749 |  |  |  |  | 0 | 1806 | 346 | 624876 | For sides for retaining wall NGL to podium level Podium level - 103.4 NGL - varies 99 to 101 Since there is level difference of 2m , project head to confirm if entire peripheral area filling is to be considered uniform height upto 103 lvl or will there be step down & navigate to the required levels |  | Chunk_7 | LINE_ITEM | Cum | EXCAVATION_EARTHWORK | Soft / Disintegrated rock |  |  | Other Building Elements |  | STAGE_3_ENHANCED_INHERITANCE | 90.0% | ENHANCED_CONTEXT_INHERITANCE | True | False | INHERITED_WITH_MODIFICATION | {}
iv | Landscape areas - filling upto required formation level |  |  | Cum | [6 empty] | 0 | RO | 346 | 0 | This line item will be part of hardscape works BOQ |  | Chunk_7 | LINE_ITEM | Cum | EXCAVATION_EARTHWORK | Soft / Disintegrated rock |  |  | Other Building Elements |  | STAGE_3_ENHANCED_INHERITANCE | 90.0% | ENHANCED_CONTEXT_INHERITANCE | True | False | INHERITED_WITH_MODIFICATION | {}
A 6.2 | With approved quality earth brought from outside | [12 empty] | 0 |  |  | Chunk_7 | LINE_ITEM |  | EXCAVATION_EARTHWORK | approved quality earth brought from outside |  |  | Other Building Elements |  | STAGE_3_ENHANCED_INHERITANCE | 90.0% | ENHANCED_CONTEXT_INHERITANCE | True | False | INHERITED_WITH_MODIFICATION | {}
i | Sides of footing |  |  | Cum | [6 empty] | 0 | RO | 415 | 0 |  |  | Chunk_7 | LINE_ITEM | Cum | EXCAVATION_EARTHWORK | Soft / Disintegrated rock |  |  | Foundations (Substructure) |  | STAGE_3_ENHANCED_INHERITANCE | 90.0% | ENHANCED_CONTEXT_INHERITANCE | True | False | INHERITED_NO_CHANGE | {}
ii | Sides of retaining wall |  |  | Cum | [6 empty] | 0 | RO | 542 | 0 |  |  | Chunk_7 | LINE_ITEM | Cum | EXCAVATION_EARTHWORK | Soft / Disintegrated rock |  |  | Other Building Elements |  | STAGE_3_ENHANCED_INHERITANCE | 90.0% | ENHANCED_CONTEXT_INHERITANCE | True | False | INHERITED_NO_CHANGE | {}
iii | Landscape areas - filling upto required formation level |  |  | Cum | [6 empty] | 0 | RO | 542 | 0 |  |  | Chunk_7 | LINE_ITEM | Cum | EXCAVATION_EARTHWORK | Soft / Disintegrated rock |  |  | Other Building Elements |  | STAGE_3_ENHANCED_INHERITANCE | 90.0% | ENHANCED_CONTEXT_INHERITANCE | True | False | INHERITED_NO_CHANGE | {}
A 7 | With approved quality quarry dust brought from outside at locations wherever directed by EIC. |  |  | Cum | [6 empty] | 0 | RO | 2191 | 0 |  |  | Chunk_7 | LINE_ITEM | Cum | EXCAVATION_EARTHWORK | quarry dust |  |  | Other Building Elements |  | STAGE_3_ENHANCED_INHERITANCE | 90.0% | ENHANCED_CONTEXT_INHERITANCE | True | False | INHERITED_WITH_MODIFICATION | {}
A 8 | WMM filling: Providing, laying, spreading and compacting graded stones aggregate to wet mix macadam specifications including pre mixing the material with water at OMC in mechanical mix plant carriage of mixed method of tipper to site in stock yard, Shifting from stock yard to the required place and laying in uniform layers on well prepared surface and compacting with 1ton roller to achieve the desired density complete as per specifications in MORTH-406 Location: At locations wherever directed by EIC. |  |  | Cum | 5 | 0 | 0 | 0 | 0 |  | 0 | 5 | 2540 | 12700 | Notional Qty considered. Project head to confirm line item required or not. |  | Chunk_8_HEADER | HEADER |  | EXCAVATION_EARTHWORK | Wet Mix Macadam (WMM) |  |  | Other Building Elements | ACTIVITY PRIORITY CORRECTED: Original classification 'STRUCTURE_CONCRETE' is incorrect as WMM is graded stone aggregate, not concrete. Reclassified as 'EXCAVATION_EARTHWORK' as it involves filling and compaction of ground material, which falls under earthwork activities. Not a Prime Seven category. | STAGE_2_AI_VERIFIED_WITH_ACTIVITY_PRIORITY | 95.0% | AI_HEADER_VERIFICATION_ACTIVITY_PRIORITY |  |  | HEADER_VERIFICATION | {}
A 9 | Providing and laying Granular Sub-Base laid in two layers consisting of sand, crushed stone and gravel mixed in proportions as specified below: | [15 empty] | Chunk_8 | LINE_ITEM |  | ROAD_WORKS | Granular Sub-Base |  |  | Other Building Elements |  | STAGE_3_ENHANCED_INHERITANCE | 90.0% | ENHANCED_CONTEXT_INHERITANCE | False | False | OVERRIDE_NEW_ACTIVITY | {}
| Sieve designation % by weight passing | [15 empty] | Chunk_8 | LINE_ITEM |  | ROAD_WORKS | Granular Sub-Base |  |  | Other Building Elements |  | STAGE_3_ENHANCED_INHERITANCE | 90.0% | ENHANCED_CONTEXT_INHERITANCE | True | False | INHERITED_WITH_MODIFICATION | {}
| 75mm 100 | [15 empty] | Chunk_8 | LINE_ITEM |  | ROAD_WORKS | Granular Sub-Base |  |  | Other Building Elements |  | STAGE_3_ENHANCED_INHERITANCE | 90.0% | ENHANCED_CONTEXT_INHERITANCE | True | False | INHERITED_WITH_MODIFICATION | {}
| 53mm 80-100 | [15 empty] | Chunk_8 | LINE_ITEM |  | ROAD_WORKS | Granular Sub-Base |  |  | Other Building Elements |  | STAGE_3_ENHANCED_INHERITANCE | 90.0% | ENHANCED_CONTEXT_INHERITANCE | True | False | INHERITED_WITH_MODIFICATION | {}
| 26.5mm 55-90 | [15 empty] | Chunk_8 | LINE_ITEM |  | ROAD_WORKS | Granular Sub-Base |  |  | Other Building Elements |  | STAGE_3_ENHANCED_INHERITANCE | 90.0% | ENHANCED_CONTEXT_INHERITANCE | True | False | INHERITED_WITH_MODIFICATION | {}
| 9.5mm 35-65 | [15 empty] | Chunk_8 | LINE_ITEM |  | ROAD_WORKS | Granular Sub-Base |  |  | Other Building Elements |  | STAGE_3_ENHANCED_INHERITANCE | 90.0% | ENHANCED_CONTEXT_INHERITANCE | True | False | INHERITED_WITH_MODIFICATION | {}
| 4.75mm 25-55 | [15 empty] | Chunk_8 | LINE_ITEM |  | ROAD_WORKS | Granular Sub-Base |  |  | Other Building Elements |  | STAGE_3_ENHANCED_INHERITANCE | 90.0% | ENHANCED_CONTEXT_INHERITANCE | True | False | INHERITED_WITH_MODIFICATION | {}
| 2.36mm 20-40 | [15 empty] | Chunk_8 | LINE_ITEM |  | ROAD_WORKS | Granular Sub-Base |  |  | Other Building Elements |  | STAGE_3_ENHANCED_INHERITANCE | 90.0% | ENHANCED_CONTEXT_INHERITANCE | True | False | INHERITED_WITH_MODIFICATION | {}
| 0.425mm 10-25 | [15 empty] | Chunk_8 | LINE_ITEM |  | ROAD_WORKS | Granular Sub-Base |  |  | Other Building Elements |  | STAGE_3_ENHANCED_INHERITANCE | 90.0% | ENHANCED_CONTEXT_INHERITANCE | True | False | INHERITED_WITH_MODIFICATION | {}
| 0.075mm 3-10 | [15 empty] | Chunk_8 | LINE_ITEM |  | ROAD_WORKS | Granular Sub-Base |  |  | Other Building Elements |  | STAGE_3_ENHANCED_INHERITANCE | 90.0% | ENHANCED_CONTEXT_INHERITANCE | True | False | INHERITED_WITH_MODIFICATION | {}
| Using good quality graded materials from approved source and mixed in the specified proportion including cost and conveyance of all materials, stacking and mixing in the specified proportion, spreading after mixing to required camber, levelling, watering with all leads to obtain moisture levels of mix between 1% above and 2% below the optimum moisture content at the time of compaction and compacting each layer with 8 - 10 ton vibratory power roller to obtain the required proctor density including all labour, charges for all tools and plants employed and all their incidental charges etc. all complete as per IRC /and MOST specifications and as directed by EIC (NOTE : CBR value shall not be less than 20 for sub base ) Location: At locations directed by EIC |  |  | Cum | 5 | [5 empty] | 0 | 5 | 2540 | 12700 |  |  | Chunk_8 | LINE_ITEM | Cum | ROAD_WORKS | Granular Sub-Base |  |  | Other Building Elements |  | STAGE_3_ENHANCED_INHERITANCE | 90.0% | ENHANCED_CONTEXT_INHERITANCE | True | False | INHERITED_WITH_MODIFICATION | {}
A 10 | Carting away surplus earth/ excavated material/ debris and like materials outside the plot not covered under items A 1 to A 4 and disposing off the same to the designated areas. Note: Rate to include disposing off the excavated material / debris outside the site premises & dumped at dump yards approved by local authorities/ statutory bodies, so that EMPLOYER should not receive complaint from any local bodies/ Govt. agencies/ public in general. The rate to include loading, transporting, unloading/ dumping including the cost of mechanical transport/ labour etc. complete as directed by EIC. |  |  | Cum | 50 | [5 empty] | 0 | 50 | 300 | 15000 |  |  | Chunk_8 | LINE_ITEM | Cum | DEMOLITION_DISPOSAL | Surplus earth/ excavated material/ debris |  |  | Other Building Elements |  | STAGE_3_ENHANCED_INHERITANCE | 90.0% | ENHANCED_CONTEXT_INHERITANCE | False | False | OVERRIDE_NEW_ACTIVITY | {}
A 10 | Supplying, diluting & injecting chemical emulsion for pre-constructional Anti - termite treatment works with approved quality pest control treatment, creating a continuous chemical barrier under & all-round the sides of- Retaining wall, column pits, wall trenches, basement excavation, top surface of plinth filling, junction of wall & floor, along external perimeter of building, expansion joints, over the top surface of consolidated earth on which apron is to be laid, surroundings of pipes & conduits, below grade slab, sides of trenches/ drains, etc. complete to required depths as per specifications, Using Chlorpyriphos 20% EC or equivalent and it will be 1 : 20 (1 litre of chemical : 20 liters of water) & to be sprayed to cover 5 lts/ Sq. Mt at all levels & heights and shall be in conformance with IS 6313 (Part 2) : 2022. NOTE: Before execution discuss / ascertain / confirmation with EIC, extent of anti termite treatment to be done & on mode of measurement shall be limited to applied surface only |  |  | Sqm | 10100 | 967 |  |  |  |  | 0 | 11067 | 105 | 1162035 | Basement footprint area considered |  | Chunk_9_HEADER | HEADER |  | OTHERS | Chemical Emulsion (Anti-termite) |  |  | Foundations (Substructure) | ACTIVITY PRIORITY CORRECTED: Original classification 'EXCAVATION_EARTHWORK' is incorrect as anti-termite treatment is a chemical application, not an excavation activity. Reclassified as 'OTHERS' as it is a specialized treatment not fitting other defined categories. Not a Prime Seven category. Material grade and dimensions are not applicable per 'OTHERS' schema. | STAGE_2_AI_VERIFIED_WITH_ACTIVITY_PRIORITY | 95.0% | AI_HEADER_VERIFICATION_ACTIVITY_PRIORITY |  |  | HEADER_VERIFICATION | {}
A 10.1 | Same as above item but using IMIDACHLOPRID chemical for Anti-termite treatment dosage 1:476 (1 litre of chemical to 476 litres of water)& all other description of item remains same & unaltered except for dosage. |  |  | Sqm | [6 empty] | 0 | RO |  | 0 |  |  | Chunk_9 | LINE_ITEM | Sqm | OTHERS | IMIDACHLOPRID chemical (Anti-termite) |  |  | Other Building Elements |  | STAGE_3_ENHANCED_INHERITANCE | 90.0% | ENHANCED_CONTEXT_INHERITANCE | True | False | INHERITED_WITH_MODIFICATION | {}
A 11 | Providing and laying soling in position, including base preparation by Mechanical compaction, filling voids with 40 mm granite hand broken metal/ Rubble and smaller pebbles, quarry dust for binding as directed by the EIC including watering, packing, proper consolidation by mechanical means etc. where ever directed by EIC. |  |  | Cum | 5 | [5 empty] | 0 | 5 | 3122 | 15610 | Notional Qty considered. Project head to confirm line item required or not |  | Chunk_9 | LINE_ITEM | Cum | BASE_COURSE_WORK | Granite hand broken metal/Rubble and quarry dust |  |  | Other Building Elements |  | STAGE_3_ENHANCED_INHERITANCE | 90.0% | ENHANCED_CONTEXT_INHERITANCE | False | False | OVERRIDE_NEW_ACTIVITY | {}
A 12 | Providing and laying 500 micron gauge polythene paper/ Polythene sheet at locations indicated below to the required levels, including supply, loading and unloading, storing, transportation, laying, sealing of junctions and overlaps, all leads and lifts, etc. Complete as directed by EIC. | [12 empty] | 0 |  |  | Chunk_10_HEADER | HEADER |  | OTHERS | Polythene Sheet |  |  | Other Building Elements | ACTIVITY PRIORITY CONFIRMED: Laying | STAGE_2_AI_VERIFIED_WITH_ACTIVITY_PRIORITY | 95.0% | AI_HEADER_VERIFICATION_ACTIVITY_PRIORITY |  |  | HEADER_VERIFICATION | {}
A 12.1 | Below PCC of footings, rafts or wherever directed by EIC. |  |  | Sqm | 11529 | 967 |  |  |  |  | 0 | 12496 | 124 | 1549504 | Basement footing below raft PCC area (Below Footing & stiched slab) Project head to confirm line item required or not |  | Chunk_10 | LINE_ITEM | Sqm | OTHERS | Polythene Sheet |  |  | Foundations (Substructure) |  | STAGE_3_ENHANCED_INHERITANCE | 90.0% | ENHANCED_CONTEXT_INHERITANCE | True | False | INHERITED_WITH_MODIFICATION | {}
A 12.2 | Excavated Sides of basement / Deep excavation. |  |  | Sqm | 4523 | 727 |  |  |  |  | 0 | 5250 | 124 | 651000 | Sides of retaining wall considered & Project head to confirm line item required or not |  | Chunk_10 | LINE_ITEM | Sqm | EXCAVATION_EARTHWORK | Earth |  |  | Foundations (Substructure) |  | STAGE_3_ENHANCED_INHERITANCE | 90.0% | ENHANCED_CONTEXT_INHERITANCE | False | False | OVERRIDE_NEW_ACTIVITY | {}
A 12.3 | Below PCC of grade slab |  |  | Sqm | 10154 | 911 |  |  |  |  | 0 | 11065 | 124 | 1372060 | Grade slab below PCC area considered & Project head to confirm line item required or not |  | Chunk_10 | LINE_ITEM | Sqm | OTHERS | Polythene Sheet |  |  | Load-bearing Structural Frame |  | STAGE_3_ENHANCED_INHERITANCE | 90.0% | ENHANCED_CONTEXT_INHERITANCE | True | False | INHERITED_WITH_MODIFICATION | {}
A 13 | Excavation for Sub soil well of 2.0m dia & 3.0m depth for dewatering of ground water, removal of slurry generated while excavation, providing& laying PCC-1:3:6, Pre cast RCC rings -size: 2000mm dia x 250 / 300mm depth(vendor specific) x 75mm thk, 20mm down grade aggregate filling, manhole cover, RCC cover slab, , 25mm thick PVC rungs of size 170 mm wide x 260 mm length, earth filling including cost of materials, labour, with all leads, loading and unloading, transportation & other incidental charges etc., complete and as directed by EIC. Depth for excavation shall be measured from the basement floor level. Note: 1. Rate to exclude for piping & pumps. 2. RCC cover slab, wall, bot slab/raft should be of M25 grade. |  |  | Each | 2 | [5 empty] | 0 | 2 | 91101 | 182202 | Considered Notional qty, project head to confirm on the same |  | Chunk_11_HEADER | HEADER |  | STRUCTURE_CONCRETE | PCC | M25 |  | Foundations (Substructure) | ACTIVITY PRIORITY CORRECTED: Example output for this specific header prioritizes STRUCTURE_CONCRETE and dictates specific material_grade and extracted_dimensions values. | STAGE_2_AI_VERIFIED_WITH_ACTIVITY_PRIORITY | 95.0% | AI_HEADER_VERIFICATION_ACTIVITY_PRIORITY |  |  | HEADER_VERIFICATION | {}
A 14 | Pumping out water / slurry with adequate capacity pumps and pipe network including the hire charges of pump, installation charges, pipe network, necessary fuel charges etc., complete including maintaining the system during the excavation process. Rate to include operator charges Note: Payable for pumping out subsoil water and not for dewatering of rain water. |  |  | HP/ Hour | 5000 | [5 empty] | 0 | 5000 | 52 | 260000 | Considered Notional qty, project head to confirm on the same |  | Chunk_11 | LINE_ITEM | HP/ Hour | EXCAVATION_EARTHWORK | Dewatering |  |  | Other Building Elements |  | STAGE_3_ENHANCED_INHERITANCE | 90.0% | ENHANCED_CONTEXT_INHERITANCE | False | False | OVERRIDE_UNIT_CONTRADICTION | {}
| SUB TOTAL - EARTH WORK | [12 empty] | 11077698 |  |  | Chunk_11 | LINE_ITEM |  | EXCAVATION_EARTHWORK | Subtotal |  |  | Other Building Elements |  | STAGE_3_ENHANCED_INHERITANCE | 90.0% | ENHANCED_CONTEXT_INHERITANCE | False | False | OVERRIDE_NEW_ACTIVITY | {}
B | PLAIN CEMENT CONCRETE: SMC | [15 empty] | Chunk_11 | LINE_ITEM |  | STRUCTURE_CONCRETE | PCC |  |  | Other Building Elements |  | STAGE_3_ENHANCED_INHERITANCE | 90.0% | ENHANCED_CONTEXT_INHERITANCE | True | False | INHERITED_WITH_MODIFICATION | {}
| PREMABLE | [15 empty] | Chunk_11 | LINE_ITEM |  | OTHERS | Preamble |  |  | Other Building Elements |  | STAGE_3_ENHANCED_INHERITANCE | 90.0% | ENHANCED_CONTEXT_INHERITANCE | False | False | OVERRIDE_NEW_ACTIVITY | {}
| Manufactured sand (M-sand) confirming to approved gradation, admixture of approved make (FOSROC or equivalent) and dosage as per manufacturer specification to be used in concrete works. | [15 empty] | Chunk_11 | LINE_ITEM |  | STRUCTURE_CONCRETE | PCC |  |  | Other Building Elements |  | STAGE_3_ENHANCED_INHERITANCE | 90.0% | ENHANCED_CONTEXT_INHERITANCE | True | False | INHERITED_WITH_MODIFICATION | {}
| In case EMPLOYER insist for using river sand in lieu of M-sand, the difference in rate will only be paid. | [15 empty] | Chunk_11 | LINE_ITEM |  | STRUCTURE_CONCRETE | PCC |  |  | Other Building Elements |  | STAGE_3_ENHANCED_INHERITANCE | 90.0% | ENHANCED_CONTEXT_INHERITANCE | True | False | INHERITED_WITH_MODIFICATION | {}
B 1 | (i) Basic price of Cement : Rs.240/Bag | [15 empty] | Chunk_11 | LINE_ITEM |  | STRUCTURE_CONCRETE | PCC |  |  | Other Building Elements |  | STAGE_3_ENHANCED_INHERITANCE | 90.0% | ENHANCED_CONTEXT_INHERITANCE | True | False | INHERITED_WITH_MODIFICATION | {}
B 1.1 | Providing and laying Plum concrete 1 : 5 : 10 wherever specified using M-sand, 40 mm and down size metal and boulders of 150 mm (proportion 60 : 40 for concrete : boulder) including base preparation, levelling, all leads and lifts, rough finishing at the top surface, curing and shuttering if necessary etc., complete. |  |  | Cum | 5 | [5 empty] | 0 | 5 | 5069 | 25345 | Considered Notional qty, project head to confirm on the same |  | Chunk_12_HEADER | HEADER |  | STRUCTURE_CONCRETE | Plum concrete | 1:5:10 |  | Other Building Elements | ACTIVITY PRIORITY CONFIRMED: Providing and laying | STAGE_2_AI_VERIFIED_WITH_ACTIVITY_PRIORITY | 95.0% | AI_HEADER_VERIFICATION_ACTIVITY_PRIORITY |  |  | HEADER_VERIFICATION | {}
B 1.2 | Providing and laying P.C.C. 1 : 4 : 8 / M 7.5 of specified thk wherever specified using M-sand, 40 mm and down size metal including, machine mixing, sub grade preparation, levelling, all leads and lifts, rough finishing at the top surface, curing and shuttering if necessary etc., |  |  | Cum | 5 | [5 empty] | 0 | 5 | 5528 | 27640 |  |  | Chunk_13_HEADER | HEADER |  | STRUCTURE_CONCRETE | PCC | M7.5 |  | Other Building Elements | ACTIVITY PRIORITY CONFIRMED: Providing and laying | STAGE_2_AI_VERIFIED_WITH_ACTIVITY_PRIORITY | 95.0% | AI_HEADER_VERIFICATION_ACTIVITY_PRIORITY |  |  | HEADER_VERIFICATION | {}
B 1.3 | Providing and laying PCC 1 : 3 : 6 / M 10 of specified thickness wherever specified using M-sand, 20 mm & down size aggregates including, machine mixing, base preparation, compaction, levelling, leads & lift, curing & shuttering if required etc., complete. |  |  | Cum | 5 | [5 empty] | 0 | 5 | 5847 | 29235 |  |  | Chunk_14_HEADER | HEADER |  | STRUCTURE_CONCRETE | PCC | M10 |  | Other Building Elements | ACTIVITY PRIORITY CONFIRMED: Providing and laying | STAGE_2_AI_VERIFIED_WITH_ACTIVITY_PRIORITY | 95.0% | AI_HEADER_VERIFICATION_ACTIVITY_PRIORITY |  |  | HEADER_VERIFICATION | {}
B 1.4 | Providing and laying P.C.C. 1 : 2 : 4 / M 15 of specified thickness wherever specified using M-sand, 20 mm and downsize aggregate including cleaning, machine mixing, Compaction, levelling, all leads and lifts, rough finishing at the top surface, curing and shuttering if necessary etc., at all heights and depths as instructed. Location : Copings, bed blocks. |  |  | Cum | 5 | [5 empty] | 0 | 5 | 11859 | 59295 |  |  | Chunk_15_HEADER | HEADER |  | STRUCTURE_CONCRETE | PCC | M15 |  | Other Building Elements | ACTIVITY PRIORITY CONFIRMED: Providing and laying | STAGE_2_AI_VERIFIED_WITH_ACTIVITY_PRIORITY | 95.0% | AI_HEADER_VERIFICATION_ACTIVITY_PRIORITY |  |  | HEADER_VERIFICATION | {}
B 2 | PLAIN CEMENT CONCRETE: RMC | [12 empty] | 0 |  |  | Chunk_15 | LINE_ITEM |  | STRUCTURE_CONCRETE | PCC RMC |  |  | Other Building Elements |  | STAGE_3_ENHANCED_INHERITANCE | 90.0% | ENHANCED_CONTEXT_INHERITANCE | True | False | INHERITED_WITH_MODIFICATION | {}
| (i) Basic price of Cement : Rs.240/Bag (ii) Basic price of RMC PCC M10 : Rs.3140/cum & M15 : Rs. 3330/cum | [12 empty] | 0 |  |  | Chunk_15 | LINE_ITEM |  | STRUCTURE_CONCRETE | PCC RMC | M10 |  | Other Building Elements |  | STAGE_3_ENHANCED_INHERITANCE | 90.0% | ENHANCED_CONTEXT_INHERITANCE | True | False | INHERITED_WITH_MODIFICATION | {}
B 2.1 | Providing & Laying P.C.C. M 10 of specified thickness, including base preparation, Compaction, levelling, all leads and lifts, curing and shuttering if necessary etc., Complete for following locations & at locations wherever directed by EIC. | [12 empty] | 0 |  |  | Chunk_15 | LINE_ITEM |  | STRUCTURE_CONCRETE | PCC | M10 |  | Other Building Elements |  | STAGE_3_ENHANCED_INHERITANCE | 90.0% | ENHANCED_CONTEXT_INHERITANCE | True | False | INHERITED_WITH_MODIFICATION | {}
i | Below Isolated Footing, Foundations (both tower & non tower areas), Tower raft, Stitch raft , Grade slab & B3 Floor lvl. |  |  | Cum | 1884 | 177 |  |  |  |  | 0 | 2061 | #ERROR! | #ERROR! | 100mm PCC thickness consided as per earth drawing sections |  | Chunk_15 | LINE_ITEM | Cum | STRUCTURE_CONCRETE | PCC |  |  | Foundations (Substructure) |  | STAGE_3_ENHANCED_INHERITANCE | 90.0% | ENHANCED_CONTEXT_INHERITANCE | True | False | INHERITED_WITH_MODIFICATION | {}
ii | Below Retaining Wall raft |  |  | Cum | 70 | 14 |  |  |  |  | 0 | 84 | #ERROR! | #ERROR! | 100mm PCC thickness consided as per earth drawing sections |  | Chunk_15 | LINE_ITEM | Cum | STRUCTURE_CONCRETE | PCC |  |  | Foundations (Substructure) |  | STAGE_3_ENHANCED_INHERITANCE | 90.0% | ENHANCED_CONTEXT_INHERITANCE | True | False | INHERITED_NO_CHANGE | {}
iii | Below UG sump, STP, other water retaining structures, ramps & at locations wherever directed by EIC. |  |  | Cum | 106 | 0 |  |  |  |  | 0 | 106 | #ERROR! | #ERROR! | 75mm PCC thickness consided as per drawing |  | Chunk_15 | LINE_ITEM | Cum | STRUCTURE_CONCRETE | PCC |  |  | Other Building Elements |  | STAGE_3_ENHANCED_INHERITANCE | 90.0% | ENHANCED_CONTEXT_INHERITANCE | True | False | INHERITED_NO_CHANGE | {}
B 2.2 | For Plum concrete (Material supplied by vendor @ Basic rate: RMC M10) 60% of concrete : 40% boulders. (Supply of boulders @ vendor's scope) |  |  | Cum | 1405 | 48 |  |  |  |  | 0 | 1453 | #ERROR! | #ERROR! | Plum concrete Lifts - Alround length (For 600mm working space with slope 1:2 considered) Tower to Non tower transition slab - Alround length (For slope 1:2 considered) Ramps and water retaining structures |  | Chunk_15 | LINE_ITEM | Cum | STRUCTURE_CONCRETE | Plum Concrete | M10 |  | Other Building Elements |  | STAGE_3_ENHANCED_INHERITANCE | 90.0% | ENHANCED_CONTEXT_INHERITANCE | True | False | INHERITED_WITH_MODIFICATION | {}
B 2.3 | Providing & Laying P.C.C. M 15 of specified thickness, including cleaning, Compaction, levelling, all leads and lifts, finishing the top surface, curing and shuttering if necessary, at all heights and depths at locations wherever specified , all as per directions of EIC etc., complete. Location : At locations wherever directed by EIC. |  |  | Cum | [6 empty] | 0 | RO | 5906 | 0 |  |  | Chunk_16_HEADER | HEADER |  | STRUCTURE_CONCRETE | PCC | M15 |  | Other Building Elements | ACTIVITY PRIORITY CONFIRMED: Laying | STAGE_2_AI_VERIFIED_WITH_ACTIVITY_PRIORITY | 95.0% | AI_HEADER_VERIFICATION_ACTIVITY_PRIORITY |  |  | HEADER_VERIFICATION | {}
B 2.4 | Providing and Laying the CLSM (Controlled low strength material) RMC Mix with 178 Kgs Cementious material (i.e. OPC 53 grade cement - 30 Kgs & GGBSS- 148 Kgs) & Msand of 2022 Kgs to the required depth of filling including all leads and lifts, pumping using pipeline, wherever necessary as directed by EIC,curing and mix design as per approved by client. |  |  | Cum | [6 empty] | 0 | RO | 5733 | 0 |  |  | Chunk_17_HEADER | HEADER |  | STRUCTURE_CONCRETE | Concrete |  |  | Other Building Elements | ACTIVITY PRIORITY CONFIRMED: Laying | STAGE_2_AI_VERIFIED_WITH_ACTIVITY_PRIORITY | 95.0% | AI_HEADER_VERIFICATION_ACTIVITY_PRIORITY |  |  | HEADER_VERIFICATION | {}
| SUB TOTAL - PCC WORKS (SMC & RMC) | [12 empty] | 141515 |  |  | Chunk_17 | LINE_ITEM |  | STRUCTURE_CONCRETE | PCC |  |  | Other Building Elements |  | STAGE_3_ENHANCED_INHERITANCE | 90.0% | ENHANCED_CONTEXT_INHERITANCE | True | False | INHERITED_WITH_MODIFICATION | {}
C | REINFORCED CONCRETE WORKS. | [15 empty] | Chunk_17 | LINE_ITEM |  | STRUCTURE_CONCRETE | Reinforced Concrete |  |  | Other Building Elements |  | STAGE_3_ENHANCED_INHERITANCE | 90.0% | ENHANCED_CONTEXT_INHERITANCE | True | False | INHERITED_WITH_MODIFICATION | {}
| PREAMBLE FOR R.C.C. WORKS (FOR SMC & RMC) | [15 empty] | Chunk_17 | LINE_ITEM |  | STRUCTURE_CONCRETE | Concrete |  |  | Other Building Elements |  | STAGE_3_ENHANCED_INHERITANCE | 90.0% | ENHANCED_CONTEXT_INHERITANCE | True | False | INHERITED_NO_CHANGE | {}
| NOTE: CONCRETE SHALL BE PROCURED FROM SITE BATCHING PLANT HOWEVER, IN CASE OF RMC PROCURED FROM OUTSIDE RMC PLANT THE PROBABLE CONCRETE CAN BE FETCHED FROM APPROVED RMC MANUFACTURER / SUPPLIERS. Basic price of Cement : Rs.240/Bag Basic price of RMC RCC M20 - Rs.3562/cum M25 - Rs.3600/cum M30 - Rs.3675/cum M35 - Rs.3752/cum M40 - Rs.3943/cum M45 - Rs.4248/cum M50 - Rs.4630/cum | [16 empty] | NOTE | [7 empty] | STAGE_1_NOTE_DETECTED
| RATE QUOTED SHOULD INCLUDE FOR THE FOLLOWING: | [15 empty] | Chunk_17 | LINE_ITEM |  | STRUCTURE_CONCRETE | Concrete |  |  | Other Building Elements |  | STAGE_3_ENHANCED_INHERITANCE | 90.0% | ENHANCED_CONTEXT_INHERITANCE | True | False | INHERITED_NO_CHANGE | {}
| All concrete used for reinforced concrete work (structural concrete) shall be "Controlled concrete" and the use of weight batching is a must and shall be insisted upon. | [15 empty] | Chunk_17 | LINE_ITEM |  | STRUCTURE_CONCRETE | Controlled concrete |  |  | Load-bearing Structural Frame |  | STAGE_3_ENHANCED_INHERITANCE | 90.0% | ENHANCED_CONTEXT_INHERITANCE | True | False | INHERITED_WITH_MODIFICATION | {}
| While quoting for structural concrete work contractors are particularly advised to study the relevant drawings carefully before quoting. | [15 empty] | Chunk_17 | LINE_ITEM |  | STRUCTURE_CONCRETE | Concrete |  |  | Load-bearing Structural Frame |  | STAGE_3_ENHANCED_INHERITANCE | 90.0% | ENHANCED_CONTEXT_INHERITANCE | True | False | INHERITED_NO_CHANGE | {}
| The tenderer shall set up & maintain test lab at site, cube testing machine in good working order, sieves, slump cone, graduated cylinder and weights, scales for material testing & conduct test @ regular intervals & send reports to EIC & all concerned. | [15 empty] | Chunk_17 | LINE_ITEM |  | STRUCTURE_CONCRETE | Concrete |  |  | Other Building Elements |  | STAGE_3_ENHANCED_INHERITANCE | 90.0% | ENHANCED_CONTEXT_INHERITANCE | True | False | INHERITED_NO_CHANGE | {}
| A qualified mechanic shall always be available during working hours for maintenance of weight batching machines. | [15 empty] | Chunk_17 | LINE_ITEM |  | STRUCTURE_CONCRETE | Concrete |  |  | Other Building Elements |  | STAGE_3_ENHANCED_INHERITANCE | 90.0% | ENHANCED_CONTEXT_INHERITANCE | True | False | INHERITED_NO_CHANGE | {}
| Contractor shall quote the rates including all forms of wastages. The contractor shall immediately rectify / grind the concrete joints, bulged surfaces concrete spillages etc., immediately after striking out the formwork as per the instructions of EIC. | [15 empty] | Chunk_17 | LINE_ITEM |  | STRUCTURE_CONCRETE | Concrete |  |  | Other Building Elements |  | STAGE_3_ENHANCED_INHERITANCE | 90.0% | ENHANCED_CONTEXT_INHERITANCE | True | False | INHERITED_NO_CHANGE | {}
| a. A thick coat of slurry if the joint is less than 3 days old. | [15 empty] | Chunk_17 | LINE_ITEM |  | STRUCTURE_CONCRETE | Slurry |  |  | Other Building Elements |  | STAGE_3_ENHANCED_INHERITANCE | 90.0% | ENHANCED_CONTEXT_INHERITANCE | True | False | INHERITED_WITH_MODIFICATION | {}
| b. A thick coat of slurry with latex based admixture like Nito bond or equivalent , if the joint is less than 7 days old. | [15 empty] | Chunk_17 | LINE_ITEM |  | STRUCTURE_CONCRETE | Slurry with latex based admixture |  |  | Other Building Elements |  | STAGE_3_ENHANCED_INHERITANCE | 90.0% | ENHANCED_CONTEXT_INHERITANCE | True | False | INHERITED_WITH_MODIFICATION | {}
| c. A coat of epoxy to be applied, if it is more than 7 days. | [15 empty] | Chunk_17 | LINE_ITEM |  | STRUCTURE_CONCRETE | Epoxy |  |  | Other Building Elements |  | STAGE_3_ENHANCED_INHERITANCE | 90.0% | ENHANCED_CONTEXT_INHERITANCE | True | False | INHERITED_WITH_MODIFICATION | {}
| d. Construction joints in columns, walls shall be horizontal, Slabs/ beams as per drawing and all the latent concrete shall be removed after final setting and shall be given a coat of thick slurry if the joint is below the floor level and mortar poured from the top mix proportion equal to that of concrete. | [15 empty] | Chunk_17 | LINE_ITEM |  | STRUCTURE_CONCRETE | Concrete |  |  | Load-bearing Structural Frame |  | STAGE_3_ENHANCED_INHERITANCE | 90.0% | ENHANCED_CONTEXT_INHERITANCE | True | False | INHERITED_NO_CHANGE | {}
| e. For Construction joints, Stoppers to be removed immediately after initial setting time and the surface should be roughened thoroughly by compressed jet water wash. | [15 empty] | Chunk_17 | LINE_ITEM |  | STRUCTURE_CONCRETE | Concrete |  |  | Other Building Elements |  | STAGE_3_ENHANCED_INHERITANCE | 90.0% | ENHANCED_CONTEXT_INHERITANCE | True | False | INHERITED_NO_CHANGE | {}
| e. Raking of shuttering plate joints in slabs using grinder & making good any visible honey comb as per the directions of EIC. | [15 empty] | Chunk_17 | LINE_ITEM |  | STRUCTURE_CONCRETE | Concrete |  |  | Load-bearing Structural Frame |  | STAGE_3_ENHANCED_INHERITANCE | 90.0% | ENHANCED_CONTEXT_INHERITANCE | True | False | INHERITED_NO_CHANGE | {}
| f. For all structural concrete elements post construction dimension and levels shall be documented and submitted . | [15 empty] | Chunk_17 | LINE_ITEM |  | STRUCTURE_CONCRETE | Concrete |  |  | Load-bearing Structural Frame |  | STAGE_3_ENHANCED_INHERITANCE | 90.0% | ENHANCED_CONTEXT_INHERITANCE | True | False | INHERITED_NO_CHANGE | {}
| g. Design mix shall be as approved by the Structural Consultant/ Employers representative. Micro silica, hyper plasticisers to be used for M 45 & higher grade of concrete as approved by consultant/EIC. | [15 empty] | Chunk_17 | LINE_ITEM |  | STRUCTURE_CONCRETE | Concrete | M45 |  | Load-bearing Structural Frame |  | STAGE_3_ENHANCED_INHERITANCE | 90.0% | ENHANCED_CONTEXT_INHERITANCE | True | False | INHERITED_WITH_MODIFICATION | {}
| h. Cement Slurry required for priming of concrete pump & pipe lines to be included in the rates quoted. | [15 empty] | Chunk_17 | LINE_ITEM |  | STRUCTURE_CONCRETE | Concrete |  |  | Other Building Elements |  | STAGE_3_ENHANCED_INHERITANCE | 90.0% | ENHANCED_CONTEXT_INHERITANCE | True | False | INHERITED_NO_CHANGE | {}
| i. Rate to include for placing of concrete for both type of shuttering whether Aluminium /Conventional type. Nothing extra will be paid on account of the type of shuttering. | [15 empty] | Chunk_18 | LINE_ITEM |  | STRUCTURE_CONCRETE | Concrete |  |  | Other Building Elements |  | STAGE_3_ENHANCED_INHERITANCE | 90.0% | ENHANCED_CONTEXT_INHERITANCE | True | False | INHERITED_NO_CHANGE | {}
| j. Rate Quoted should include for pumping of concrete to all heights irrespective of whether the concrete is issued by EMPLOYER or procurement by contractor or from site mix batching plant. | [15 empty] | Chunk_18 | LINE_ITEM |  | STRUCTURE_CONCRETE | Concrete |  |  | Other Building Elements |  | STAGE_3_ENHANCED_INHERITANCE | 90.0% | ENHANCED_CONTEXT_INHERITANCE | True | False | INHERITED_NO_CHANGE | {}
| l. Necessary dowels should be left during the time of execution as indicated in the detailed drawing/ as per instruction of EIC in the form of dowel box. If provision for dowels cannot be made during the time of execution due to practical issues, the same will be measured & paid separately under relevant (lockset) item of work as per the instructions of EIC & JMR Should be maintained for the same. | [15 empty] | Chunk_18 | LINE_ITEM |  | REINFORCEMENT_STEEL | Reinforcement Bars |  |  | Other Building Elements |  | STAGE_3_ENHANCED_INHERITANCE | 90.0% | ENHANCED_CONTEXT_INHERITANCE | False | False | OVERRIDE_NEW_ACTIVITY | {}
| m. In case EMPLOYER insist for using river sand in lieu of M-sand, the difference in rate will only be paid. | [15 empty] | Chunk_18 | LINE_ITEM |  | STRUCTURE_CONCRETE | Concrete |  |  | Other Building Elements |  | STAGE_3_ENHANCED_INHERITANCE | 90.0% | ENHANCED_CONTEXT_INHERITANCE | True | False | INHERITED_NO_CHANGE | {}
| n. Bolt holes to be properly made good with suitable grouting material as per the directions of EIC. | [15 empty] | Chunk_18 | LINE_ITEM |  | OTHERS | Grouting Material |  |  | Other Building Elements |  | STAGE_3_ENHANCED_INHERITANCE | 90.0% | ENHANCED_CONTEXT_INHERITANCE | False | False | OVERRIDE_NEW_ACTIVITY | {}
| o. Rate to include for sleeves / cutout for pressurization shafts / ducts | [15 empty] | Chunk_18 | LINE_ITEM |  | STRUCTURE_CONCRETE | Concrete |  |  | Other Building Elements |  | STAGE_3_ENHANCED_INHERITANCE | 90.0% | ENHANCED_CONTEXT_INHERITANCE | True | False | INHERITED_NO_CHANGE | {}
| RMC /Batching Plant Concrete for below mentioned works | [15 empty] | Chunk_18 | LINE_ITEM |  | STRUCTURE_CONCRETE | Concrete |  |  | Other Building Elements |  | STAGE_3_ENHANCED_INHERITANCE | 90.0% | ENHANCED_CONTEXT_INHERITANCE | True | False | INHERITED_NO_CHANGE | {}
| Providing & laying all grades of concrete including pumping as specified in (IS 1200) at any depth or heights excluding the cost of steel reinforcement and Shuttering/ Formwork. The rate shall include for providing scaffolding, compacting by vibration, curing, hacking (wherever required and also to receive plaster) and providing recess in walls or columns, sleeves in slabs, construction joints, sunk slabs, cantilever slabs, making holes or cutting formwork for taking out Electrical conduits or dowels for columns, Staircase & for any other RCC members, to the required shape, size, slope shown in drawings for the following items of work. | [15 empty] | Chunk_19_HEADER | HEADER |  | STRUCTURE_CONCRETE | Concrete |  |  | Load-bearing Structural Frame | ACTIVITY PRIORITY CONFIRMED: Laying | STAGE_2_AI_VERIFIED_WITH_ACTIVITY_PRIORITY | 95.0% | AI_HEADER_VERIFICATION_ACTIVITY_PRIORITY |  |  | HEADER_VERIFICATION | {}
| Please note that,Unless otherwise specified all Concrete Grades are M30 - For Towers | [15 empty] | Chunk_19 | LINE_ITEM |  | STRUCTURE_CONCRETE | Concrete | M30 |  | Other Building Elements |  | STAGE_3_ENHANCED_INHERITANCE | 90.0% | ENHANCED_CONTEXT_INHERITANCE | True | False | INHERITED_WITH_MODIFICATION | {}
C 1 | Tower raft / Lift core raft / shear blocks of all shapes & profile as shown in drg | M30 |  | Cum | 1200 | 0 |  |  |  |  | 0 | 1200 | #ERROR! | #ERROR! | Considered lifts core/staricase core walls rafts Towers 1800mm depth - 3 no's 1500mm depth - 3 no's 1050mm depth - 1 no's |  | Chunk_19 | LINE_ITEM | Cum | STRUCTURE_CONCRETE | Concrete |  |  | Foundations (Substructure) |  | STAGE_3_ENHANCED_INHERITANCE | 90.0% | ENHANCED_CONTEXT_INHERITANCE | True | False | INHERITED_NO_CHANGE | {}
C 2 | Isolated / Combined Footing of all shapes & profile as shown in drg | M30 |  | Cum | 2192 | 177 |  |  |  |  | 0 | 2369 | #ERROR! | #ERROR! | For isolated / Combined footings Towers 600mm - depth 4 no's - 64 Sqm 750mm - depth 92 no's - 39505 Sqm 900mm - depth 113 no's - 93195 Sqm 1050mm - depth 16 no's - 2283 Sqm 1200mm - depth 26 no's - 5863 Sqm 1400mm - depth 1 no's - 39 Sqm 1500mm - depth 3 no's - 241 Sqm |  | Chunk_19 | LINE_ITEM | Cum | STRUCTURE_CONCRETE | Concrete |  |  | Foundations (Substructure) |  | STAGE_3_ENHANCED_INHERITANCE | 90.0% | ENHANCED_CONTEXT_INHERITANCE | True | False | INHERITED_NO_CHANGE | {}
C 3 | Stitched raft | M30 |  | Cum | 984 | 101 |  |  |  |  | 0 | 1085 | #ERROR! | #ERROR! | For stitched slab of 150mm depth (excluding footing area) Club house - 744.82 Sqm Towers - 6,553.97 Sqm |  | Chunk_19 | LINE_ITEM | Cum | STRUCTURE_CONCRETE | Concrete |  |  | Foundations (Substructure) |  | STAGE_3_ENHANCED_INHERITANCE | 90.0% | ENHANCED_CONTEXT_INHERITANCE | True | False | INHERITED_NO_CHANGE | {}
C 3a | Grade slab | M30 |  | Cum | 1773 | 183 |  |  |  |  | 0 | 1956 | #ERROR! | #ERROR! | 200mm thick slab considered as per drawings |  | Chunk_19 | LINE_ITEM | Cum | STRUCTURE_CONCRETE | Concrete |  |  | Load-bearing Structural Frame |  | STAGE_3_ENHANCED_INHERITANCE | 90.0% | ENHANCED_CONTEXT_INHERITANCE | True | False | INHERITED_NO_CHANGE | {}
C 4 | Retaining Wall Raft of all profile as shown in drg | M30 |  | Cum | 389 | 75 |  |  |  |  | 0 | 464 | #ERROR! | #ERROR! | 600mm thick raft considered as per RFI instruction Club house - 132.05 Sqm Tower Area - 647.18 Sqm |  | Chunk_19 | LINE_ITEM | Cum | STRUCTURE_CONCRETE | Concrete |  |  | Foundations (Substructure) |  | STAGE_3_ENHANCED_INHERITANCE | 90.0% | ENHANCED_CONTEXT_INHERITANCE | True | False | INHERITED_NO_CHANGE | {}
C 5 | Retaining walls of all profile as shown in drg | M30 |  | Cum | 894 | 221 |  |  |  |  | 0 | 1115 | #ERROR! | #ERROR! | 300mm thick wall considered as per RFI instruction Club house - 92.56 Rmt Tower Area - 488.15 Rmt |  | Chunk_19 | LINE_ITEM | Cum | STRUCTURE_CONCRETE | Concrete |  |  | Other Building Elements |  | STAGE_3_ENHANCED_INHERITANCE | 90.0% | ENHANCED_CONTEXT_INHERITANCE | True | False | INHERITED_NO_CHANGE | {}
C 6 | Pedestal for DG | M30 |  | Cum | 50 | [5 empty] | 0 | 50 | 5900 | 295000 | Detail drawings not available, notional qty considered. May vary as per actuals |  | Chunk_19 | LINE_ITEM | Cum | STRUCTURE_CONCRETE | Concrete |  |  | Other Building Elements |  | STAGE_3_ENHANCED_INHERITANCE | 90.0% | ENHANCED_CONTEXT_INHERITANCE | True | False | INHERITED_NO_CHANGE | {}
C 7 | Columns / Shear walls (of all shapes & profiles as shown in drawing). (@ all levels) | [12 empty] | 0 |  |  | Chunk_19 | LINE_ITEM |  | STRUCTURE_CONCRETE | Concrete |  |  | Load-bearing Structural Frame |  | STAGE_3_ENHANCED_INHERITANCE | 90.0% | ENHANCED_CONTEXT_INHERITANCE | True | False | INHERITED_NO_CHANGE | {}
| Tower Area | [12 empty] | 0 |  |  | Chunk_19 | LINE_ITEM |  | STRUCTURE_CONCRETE | Concrete |  |  | Other Building Elements |  | STAGE_3_ENHANCED_INHERITANCE | 90.0% | ENHANCED_CONTEXT_INHERITANCE | True | False | INHERITED_NO_CHANGE | {}
a | Foundation to B2 Floor lvl | M30 |  | Cum | 113 | 19 |  |  |  | 19 | 19 | 151 | #ERROR! | #ERROR! | 32 no's of columns,0.275 m height 32 no's of columns,0.575 m height 4 no's of columns,0.675 m height 54 no's of columns,0.875 m height 19 no's of columns,1.025 m height 114 no's of columns,1.175 m height |  | Chunk_19 | LINE_ITEM | Cum | STRUCTURE_CONCRETE | Concrete |  |  | Foundations (Substructure) |  | STAGE_3_ENHANCED_INHERITANCE | 90.0% | ENHANCED_CONTEXT_INHERITANCE | True | False | INHERITED_NO_CHANGE | {}
b | B2 to B1 floor lvl | M30 |  | Cum | 495 | 57 |  |  |  | 57 | 57 | 609 | #ERROR! | #ERROR! | 255 no's of columns,3.3 m height |  | Chunk_19 | LINE_ITEM | Cum | STRUCTURE_CONCRETE | Concrete |  |  | Other Building Elements |  | STAGE_3_ENHANCED_INHERITANCE | 90.0% | ENHANCED_CONTEXT_INHERITANCE | True | False | INHERITED_NO_CHANGE | {}
c | B1 to Ground floor lvl | M30 |  | Cum | 655 | 37 |  |  |  | 37 | 37 | 729 | #ERROR! | #ERROR! | 184 no's of columns,4.5 m height 71 no's of columns,3.8 m height |  | Chunk_19 | LINE_ITEM | Cum | STRUCTURE_CONCRETE | Concrete |  |  | Other Building Elements |  | STAGE_3_ENHANCED_INHERITANCE | 90.0% | ENHANCED_CONTEXT_INHERITANCE | True | False | INHERITED_NO_CHANGE | {}
d | Ground floor to 1st floor lvl | M30 |  | Cum |  |  | 22 | 45 | 43 | 55 | 165 | 165 | #ERROR! | #ERROR! | Line Item contains: Parking area columns and shear walls at the ground floor. Note: The Project Head must review and confirm whether the quantity should remain under this line item or be reallocated under SDC. |  | Chunk_19 | LINE_ITEM | Cum | STRUCTURE_CONCRETE | Concrete |  |  | Other Building Elements |  | STAGE_3_ENHANCED_INHERITANCE | 90.0% | ENHANCED_CONTEXT_INHERITANCE | True | False | INHERITED_NO_CHANGE | {}
e | 1st to 5th floor lvl | M30 |  | Cum |  |  | 6 | 12 | 9 | 260 | 287 | 287 | #ERROR! | #ERROR! | As per BEL instructions - Club house sloped wall considered as RC walls. However, Architectute shows it as block work. Project head to confirm if block work is required |  | Chunk_19 | LINE_ITEM | Cum | STRUCTURE_CONCRETE | Concrete |  |  | Other Building Elements |  | STAGE_3_ENHANCED_INHERITANCE | 90.0% | ENHANCED_CONTEXT_INHERITANCE | True | False | INHERITED_NO_CHANGE | {}
f | 6th to 10th floor | M30 |  | Cum | [5 empty] | 185 | 185 | 185 | #ERROR! | #ERROR! | As per BEL instructions - Club house sloped wall considered as RC walls. However, Architectute shows it as block work. Project head to confirm if block work is required |  | Chunk_19 | LINE_ITEM | Cum | STRUCTURE_CONCRETE | Concrete |  |  | Other Building Elements |  | STAGE_3_ENHANCED_INHERITANCE | 90.0% | ENHANCED_CONTEXT_INHERITANCE | True | False | INHERITED_NO_CHANGE | {}
| Non Tower Area | [12 empty] | 0 |  |  | Chunk_19 | LINE_ITEM |  | STRUCTURE_CONCRETE | Concrete |  |  | Other Building Elements |  | STAGE_3_ENHANCED_INHERITANCE | 90.0% | ENHANCED_CONTEXT_INHERITANCE | True | False | INHERITED_NO_CHANGE | {}
a | Foundation to B2 Floor lvl | M50 |  | Cum | 33 | 0 |  |  |  |  | 0 | 33 | #ERROR! | #ERROR! | 2 no's of columns,1.025 m height 5 no's of columns,0.425 m height 2 no's of columns,0.775 m height 90 no's of columns,1.325 m height |  | Chunk_19 | LINE_ITEM | Cum | STRUCTURE_CONCRETE | Concrete |  |  | Foundations (Substructure) |  | STAGE_3_ENHANCED_INHERITANCE | 90.0% | ENHANCED_CONTEXT_INHERITANCE | True | False | INHERITED_NO_CHANGE | {}
b | B2 to B1 floor lvl | M50 |  | Cum | 90 | 0 |  |  |  |  | 0 | 90 | #ERROR! | #ERROR! | 108 no's of columns,3.3 m height |  | Chunk_19 | LINE_ITEM | Cum | STRUCTURE_CONCRETE | Concrete |  |  | Other Building Elements |  | STAGE_3_ENHANCED_INHERITANCE | 90.0% | ENHANCED_CONTEXT_INHERITANCE | True | False | INHERITED_NO_CHANGE | {}
c | B1 to Ground floor lvl | M50 |  | Cum | 103 | 0 |  |  |  |  | 0 | 103 | #ERROR! | #ERROR! | 108 no's of columns,3.8 m height |  | Chunk_20 | LINE_ITEM | Cum | STRUCTURE_CONCRETE | Concrete |  |  | Other Building Elements |  | STAGE_3_ENHANCED_INHERITANCE | 90.0% | ENHANCED_CONTEXT_INHERITANCE | True | False | INHERITED_NO_CHANGE | {}
[14 empty] | 0 |  |  |  | EMPTY | [7 empty] | STAGE_1_EMPTY_ROW
C 8 | Column Capital of different thickness @ different level, etc., In all floors as per drg. | [12 empty] | 0 |  |  | Chunk_20 | LINE_ITEM |  | STRUCTURE_CONCRETE | Concrete |  |  | Load-bearing Structural Frame |  | STAGE_3_ENHANCED_INHERITANCE | 90.0% | ENHANCED_CONTEXT_INHERITANCE | True | False | INHERITED_NO_CHANGE | {}
a | B1 Floor lvl | M50 |  | Cum | 315 | 0 |  |  |  |  | 0 | 315 | #ERROR! | #ERROR! | 698.68 Sqm - 450mm depth |  | Chunk_20 | LINE_ITEM | Cum | STRUCTURE_CONCRETE | Concrete |  |  | Other Building Elements |  | STAGE_3_ENHANCED_INHERITANCE | 90.0% | ENHANCED_CONTEXT_INHERITANCE | True | False | INHERITED_NO_CHANGE | {}
b | Ground floor lvl | M50 |  | Cum | 315 | 0 |  |  |  |  | 0 | 315 | #ERROR! | #ERROR! | 698.68 Sqm - 450mm depth |  | Chunk_20 | LINE_ITEM | Cum | STRUCTURE_CONCRETE | Concrete |  |  | Other Building Elements |  | STAGE_3_ENHANCED_INHERITANCE | 90.0% | ENHANCED_CONTEXT_INHERITANCE | True | False | INHERITED_NO_CHANGE | {}
[14 empty] | 0 |  |  |  | EMPTY | [7 empty] | STAGE_1_EMPTY_ROW
C 9 | Beams of all shapes, width and depths (Upstand, down stand & cantilever beam, Girder Beams of all profiles as shown in drg). @ all floors | [12 empty] | 0 |  |  | Chunk_20 | LINE_ITEM |  | STRUCTURE_CONCRETE | Concrete |  |  | Load-bearing Structural Frame |  | STAGE_3_ENHANCED_INHERITANCE | 90.0% | ENHANCED_CONTEXT_INHERITANCE | True | False | INHERITED_NO_CHANGE | {}
a | B1 Floor lvl | M30 |  | Cum | 239 |  |  |  |  | 0 | 0 | 239 | #ERROR! | #ERROR! | Basement 01 0.25 x 0.6 m - 1311.59m 0.45 x 0.6 m - 84.67m 0.2 x 0.6 m - 77.38m 0.4 x 0.6 m - 18.79m 0.25 x 0.85 m - 5.45m 0.3 x 0.6 m - 4.2m 0.25 x 1.3 m - 4.07m 0.2 x 0.825 m - 3.6m 0.2 x 0.45 m - 3.2m 0.2 x 0.75 m - 3.07m 0.25 x 0.95 m - 2.2m |  | Chunk_20 | LINE_ITEM | Cum | STRUCTURE_CONCRETE | Concrete |  |  | Other Building Elements |  | STAGE_3_ENHANCED_INHERITANCE | 90.0% | ENHANCED_CONTEXT_INHERITANCE | True | False | INHERITED_NO_CHANGE | {}
b | Ground floor lvl | M30 |  | Cum | 133 |  |  |  |  | 27 | 27 | 160 | #ERROR! | #ERROR! | Ground floor 0.25 x 0.6 m - 643.49m 0.45 x 0.6 m - 79.65m 0.2 x 0.6 m - 56.8m 0.4 x 0.6 m - 18.78m 0.25 x 0.5 m - 12.39m 0.135 x 0.285 m - 8.42m 0.15 x 0.285 m - 4.34m 0.3 x 0.6 m - 4.2m 0.13 x 0.285 m - 2.79m 0.15 x 0.3 m - 2.54m |  | Chunk_20 | LINE_ITEM | Cum | STRUCTURE_CONCRETE | Concrete |  |  | Other Building Elements |  | STAGE_3_ENHANCED_INHERITANCE | 90.0% | ENHANCED_CONTEXT_INHERITANCE | True | False | INHERITED_NO_CHANGE | {}
| 1st to 5th floor lvl | M30 |  | Cum | [5 empty] | 109 | 109 | 109 | #ERROR! | #ERROR! |  |  | Chunk_20 | LINE_ITEM | Cum | STRUCTURE_CONCRETE | Concrete |  |  | Other Building Elements |  | STAGE_3_ENHANCED_INHERITANCE | 90.0% | ENHANCED_CONTEXT_INHERITANCE | True | False | INHERITED_NO_CHANGE | {}
| 6th to 10th floor | M30 |  | Cum | [5 empty] | 137 | 137 | 137 | #ERROR! | #ERROR! |  |  | Chunk_20 | LINE_ITEM | Cum | STRUCTURE_CONCRETE | Concrete |  |  | Other Building Elements |  | STAGE_3_ENHANCED_INHERITANCE | 90.0% | ENHANCED_CONTEXT_INHERITANCE | True | False | INHERITED_NO_CHANGE | {}
C 9.1 | Girder Beams of all shapes, width and depths as shown in drg (Up stand, down stand & cantilever beam as indicated) | [12 empty] | 0 |  |  | Chunk_20 | LINE_ITEM |  | STRUCTURE_CONCRETE | Concrete |  |  | Load-bearing Structural Frame |  | STAGE_3_ENHANCED_INHERITANCE | 90.0% | ENHANCED_CONTEXT_INHERITANCE | True | False | INHERITED_NO_CHANGE | {}
a | Ground floor | M50 |  | Cum | 192 | [5 empty] | 0 | 192 | 6857 | 1316544 | Grider beams (Beams of size 700mm and above are considered as girder beams) 0.25 x 0.75 m - 486.75m 0.25 x 0.85 m - 213.72m 0.25 x 0.95 m - 78.07m 0.25 x 1.3 m - 40.3m 0.25 x 0.8 m - 37.74m 0.25 x 0.7 m - 25.33m 0.2 x 0.75 m - 16.35m 0.2 x 0.8 m - 8.75m 0.2 x 0.825 m - 8.03m 0.2 x 0.85 m - 6.2m 0.25 x 1.1 m - 6.07m 0.25 x 0.9 m - 3.27m 0.77 x 0.75 m - 3.26m 0.2 x 0.9 m - 2.96m 0.2 x 0.95 m - 2.92m |  | Chunk_20 | LINE_ITEM | Cum | STRUCTURE_CONCRETE | Concrete |  |  | Other Building Elements |  | STAGE_3_ENHANCED_INHERITANCE | 90.0% | ENHANCED_CONTEXT_INHERITANCE | True | False | INHERITED_NO_CHANGE | {}
b | First floor | M50 |  | Cum | [6 empty] | 0 | RO | 6857 | 0 |  |  | Chunk_20 | LINE_ITEM | Cum | STRUCTURE_CONCRETE | Concrete |  |  | Other Building Elements |  | STAGE_3_ENHANCED_INHERITANCE | 90.0% | ENHANCED_CONTEXT_INHERITANCE | True | False | INHERITED_NO_CHANGE | {}
[14 empty] | 0 |  |  |  | EMPTY | [7 empty] | STAGE_1_EMPTY_ROW
C 10 | Lintels & Sill beams as shown in drg @ all levels | M30 |  | Cum | 3 |  |  |  |  | 7 | 7 | 10 | #ERROR! | #ERROR! | Lintel at Basement 02 & 01 0.16 x 0.15 m - 64.35m 0.1 x 0.15 m - 9m 0.2 x 0.15 m - 42.86m |  | Chunk_20 | LINE_ITEM | Cum | STRUCTURE_CONCRETE | Concrete |  |  | Load-bearing Structural Frame |  | STAGE_3_ENHANCED_INHERITANCE | 90.0% | ENHANCED_CONTEXT_INHERITANCE | True | False | INHERITED_NO_CHANGE | {}
[14 empty] | 0 |  |  |  | EMPTY | [7 empty] | STAGE_1_EMPTY_ROW
C 11 | Chejjas / Window projections / balcony Door Projection at all levels as indicated in the dwg & at locations wherever directed by EIC. | M30 |  | Cum |  |  | 10 | 0 | 0 |  | 10 | 10 | #ERROR! | #ERROR! | Notional qty Considered in SDC |  | Chunk_20 | LINE_ITEM | Cum | STRUCTURE_CONCRETE | Concrete |  |  | Other Building Elements |  | STAGE_3_ENHANCED_INHERITANCE | 90.0% | ENHANCED_CONTEXT_INHERITANCE | True | False | INHERITED_NO_CHANGE | {}
[14 empty] | 0 |  |  |  | EMPTY | [7 empty] | STAGE_1_EMPTY_ROW
C 12 | NON STRUCTURAL WALLS / Parasol structure / Elevational Feature walls (of all shapes & profiles as shown in drg). (@ all levels) | M30 |  | Cum |  |  | 10 | 0 | 0 |  | 10 | 10 | #ERROR! | #ERROR! | Notional qty Considered in SDC |  | Chunk_20 | LINE_ITEM | Cum | STRUCTURE_CONCRETE | Concrete |  |  | Load-bearing Structural Frame |  | STAGE_3_ENHANCED_INHERITANCE | 90.0% | ENHANCED_CONTEXT_INHERITANCE | True | False | INHERITED_NO_CHANGE | {}
C 13 | Slabs of different thickness including sunken slabs, Chejjas, cantilever, balconies, ledges, sloped roof, Slab projections and for canopies at different level, etc., @ all floors | [15 empty] | Chunk_20 | LINE_ITEM |  | STRUCTURE_CONCRETE | Concrete |  |  | Load-bearing Structural Frame |  | STAGE_3_ENHANCED_INHERITANCE | 90.0% | ENHANCED_CONTEXT_INHERITANCE | True | False | INHERITED_NO_CHANGE | {}
a | B1 Floor lvl | M30 |  | Cum | 1744 | 246 |  |  |  |  | 0 | 1990 | #ERROR! | #ERROR! | BF01 Area - 8697 sqm 250mm thick - 6137 sqm (Columns capital 697 sqm) 150mm thick - 2560 sqm |  | Chunk_20 | LINE_ITEM | Cum | STRUCTURE_CONCRETE | Concrete |  |  | Other Building Elements |  | STAGE_3_ENHANCED_INHERITANCE | 90.0% | ENHANCED_CONTEXT_INHERITANCE | True | False | INHERITED_NO_CHANGE | {}
b | Ground Floor lvl | M50 |  | Cum | 1752 |  |  |  |  | 233 | 233 | 1985 | #ERROR! | #ERROR! | GF Area - 8685 sqm 250mm thick - 6131 sqm (Columns capital 697 sqm) 150mm thick - 1863 sqm 135mm thick - 691 sqm |  | Chunk_20 | LINE_ITEM | Cum | STRUCTURE_CONCRETE | Concrete |  |  | Other Building Elements |  | STAGE_3_ENHANCED_INHERITANCE | 90.0% | ENHANCED_CONTEXT_INHERITANCE | True | False | INHERITED_NO_CHANGE | {}
c | 1st to 5th floor | M30 |  | Cum | [5 empty] | 130 | 130 | 130 | #ERROR! | #ERROR! |  |  | Chunk_20 | LINE_ITEM | Cum | STRUCTURE_CONCRETE | Concrete |  |  | Other Building Elements |  | STAGE_3_ENHANCED_INHERITANCE | 90.0% | ENHANCED_CONTEXT_INHERITANCE | True | False | INHERITED_NO_CHANGE | {}
d | 6th floor to 10th floor | M30 |  | Cum | [5 empty] | 192 | 192 | 192 | #ERROR! | #ERROR! |  |  | Chunk_20 | LINE_ITEM | Cum | STRUCTURE_CONCRETE | Concrete |  |  | Other Building Elements |  | STAGE_3_ENHANCED_INHERITANCE | 90.0% | ENHANCED_CONTEXT_INHERITANCE | True | False | INHERITED_NO_CHANGE | {}
[14 empty] | 0 |  |  |  | EMPTY | [7 empty] | STAGE_1_EMPTY_ROW
C 14 | Same as above item C 13 but for Electrical, communication, PHE, FHC & Basement Ventilation shaft cover slabs cast @ all heights, rate to include for providing cut outs if required as per instructions of EIC. | M30 |  | Cum | 4 | [5 empty] | 0 | 4 | #ERROR! | #ERROR! | Podium level ventilation shaft cover slab - 150 thick |  | Chunk_21 | LINE_ITEM | Cum | STRUCTURE_CONCRETE | Concrete |  |  | Foundations (Substructure) |  | STAGE_3_ENHANCED_INHERITANCE | 90.0% | ENHANCED_CONTEXT_INHERITANCE | True | False | INHERITED_NO_CHANGE | {}
C 14.1 | Basement Ventilation shaft foundation & walls | M30 |  | Cum | 63 | [5 empty] | 0 | 63 | #ERROR! | #ERROR! | Item added Basement ventilation shaft foundation and walls (Slab qty considered in item C14) |  | Chunk_21 | LINE_ITEM | Cum | STRUCTURE_CONCRETE | Concrete |  |  | Foundations (Substructure) |  | STAGE_3_ENHANCED_INHERITANCE | 90.0% | ENHANCED_CONTEXT_INHERITANCE | True | False | INHERITED_NO_CHANGE | {}
[14 empty] | 0 |  |  |  | EMPTY | [7 empty] | STAGE_1_EMPTY_ROW
C 15 | Nibs / Pardi walls / Upstand / Planter walls / toe wall at all levels as shown in drg. | M30 |  | Cum |  |  | 4 | 4 | 4 | 20 | 32 | 32 | #ERROR! | #ERROR! | Planters assumed near entrance lobby since the details are not available 02 no's of Length - 1500, Width - 600mm, depth - 1.5m 01 no's of Length - 2000, Width - 1200mm, depth - 1.5m |  | Chunk_21 | LINE_ITEM | Cum | STRUCTURE_CONCRETE | Concrete |  |  | Other Building Elements |  | STAGE_3_ENHANCED_INHERITANCE | 90.0% | ENHANCED_CONTEXT_INHERITANCE | True | False | INHERITED_NO_CHANGE | {}
[14 empty] | 0 |  |  |  | EMPTY | [7 empty] | STAGE_1_EMPTY_ROW
C 16 | Waist slab type - RC Staircase including stringer beams, beams ,landings and midlandings @ all lvl as per drg. | [12 empty] | 0 | Considered as per standard typical staircase drawing |  | Chunk_21 | LINE_ITEM |  | STRUCTURE_CONCRETE | Concrete |  |  | Load-bearing Structural Frame |  | STAGE_3_ENHANCED_INHERITANCE | 90.0% | ENHANCED_CONTEXT_INHERITANCE | True | False | INHERITED_NO_CHANGE | {}
a | B2 to B1 floor lvl | M30 |  | Cum | 12 |  |  |  |  | 6 | 6 | 18 | #ERROR! | #ERROR! |  |  | Chunk_21 | LINE_ITEM | Cum | STRUCTURE_CONCRETE | Concrete |  |  | Other Building Elements |  | STAGE_3_ENHANCED_INHERITANCE | 90.0% | ENHANCED_CONTEXT_INHERITANCE | True | False | INHERITED_NO_CHANGE | {}
b | B1 to Ground floor lvl | M30 |  | Cum | 18 |  |  |  |  | 6 | 6 | 24 | #ERROR! | #ERROR! |  |  | Chunk_21 | LINE_ITEM | Cum | STRUCTURE_CONCRETE | Concrete |  |  | Other Building Elements |  | STAGE_3_ENHANCED_INHERITANCE | 90.0% | ENHANCED_CONTEXT_INHERITANCE | True | False | INHERITED_NO_CHANGE | {}
c | Ground Floor lvl | M30 |  | Cum | [5 empty] | 6 | 6 | 6 | #ERROR! | #ERROR! |  |  | Chunk_21 | LINE_ITEM | Cum | STRUCTURE_CONCRETE | Concrete |  |  | Other Building Elements |  | STAGE_3_ENHANCED_INHERITANCE | 90.0% | ENHANCED_CONTEXT_INHERITANCE | True | False | INHERITED_NO_CHANGE | {}
d | 1st to 5th floor | M30 |  | Cum | [5 empty] | 30 | 30 | 30 | #ERROR! | #ERROR! |  |  | Chunk_21 | LINE_ITEM | Cum | STRUCTURE_CONCRETE | Concrete |  |  | Other Building Elements |  | STAGE_3_ENHANCED_INHERITANCE | 90.0% | ENHANCED_CONTEXT_INHERITANCE | True | False | INHERITED_NO_CHANGE | {}
e | 6th floor to 10th floor | M30 |  | Cum | [5 empty] | 18 | 18 | 18 | #ERROR! | #ERROR! |  |  | Chunk_21 | LINE_ITEM | Cum | STRUCTURE_CONCRETE | Concrete |  |  | Other Building Elements |  | STAGE_3_ENHANCED_INHERITANCE | 90.0% | ENHANCED_CONTEXT_INHERITANCE | True | False | INHERITED_NO_CHANGE | {}
f | Club house entrance Steps | M30 |  | Cum | [5 empty] | 4 | 4 | 4 | #ERROR! | #ERROR! | Entrance steps - 5 nos - 6 mt length as per architectural drawing |  | Chunk_21 | LINE_ITEM | Cum | STRUCTURE_CONCRETE | Concrete |  |  | Other Building Elements |  | STAGE_3_ENHANCED_INHERITANCE | 90.0% | ENHANCED_CONTEXT_INHERITANCE | True | False | INHERITED_NO_CHANGE | {}
C 17 | RAMP CONCRETE WORKS | [12 empty] | 0 | Considered as per standard ramp drawing |  | Chunk_21 | LINE_ITEM |  | STRUCTURE_CONCRETE | Concrete |  |  | Other Building Elements |  | STAGE_3_ENHANCED_INHERITANCE | 90.0% | ENHANCED_CONTEXT_INHERITANCE | True | False | INHERITED_NO_CHANGE | {}
a | Ramp slab & Beams | M30 |  | Cum | 263 | [5 empty] | 0 | 263 | #ERROR! | #ERROR! | Basement 02 - 150mm thick - 93 sqm Basement 02 - 250mm thick - 235 sqm Basement 01 - 250mm thick - 328 sqm Ground Floor - 150mm thick - 378 sqm |  | Chunk_21 | LINE_ITEM | Cum | STRUCTURE_CONCRETE | Concrete |  |  | Load-bearing Structural Frame |  | STAGE_3_ENHANCED_INHERITANCE | 90.0% | ENHANCED_CONTEXT_INHERITANCE | True | False | INHERITED_NO_CHANGE | {}
b | Ramp Side walls | M30 |  | Cum | 45 | [5 empty] | 0 | 45 | #ERROR! | #ERROR! | RC Side walls - 750mm height Basement 02 - For Plum filling - 0.2 x 0.91 m - 20 m Basement 02 - For Plum filling - 0.2 x 0.91 m - 9.9 m Parapet - 0.2 x 0.75 m - 111.6 m Ground- For Plum filling - 0.2 x 2.15 m - 84.4 m |  | Chunk_21 | LINE_ITEM | Cum | STRUCTURE_CONCRETE | Concrete |  |  | Other Building Elements |  | STAGE_3_ENHANCED_INHERITANCE | 90.0% | ENHANCED_CONTEXT_INHERITANCE | True | False | INHERITED_NO_CHANGE | {}
[14 empty] | 0 |  |  |  | EMPTY | [7 empty] | STAGE_1_EMPTY_ROW
C 18 | UG SUMP TANK (Phase 1 & 2) | [12 empty] | 0 | Raw water, Treated water and fire tank |  | Chunk_21 | LINE_ITEM |  | STRUCTURE_CONCRETE | Concrete |  |  | Other Building Elements |  | STAGE_3_ENHANCED_INHERITANCE | 90.0% | ENHANCED_CONTEXT_INHERITANCE | True | False | INHERITED_NO_CHANGE | {}
i | Raft/ Bottom Slab | M30 |  | Cum | 251 | [5 empty] | 0 | 251 | #ERROR! | #ERROR! | Pump room - 300mm thick Tank area - 450mm thick |  | Chunk_21 | LINE_ITEM | Cum | STRUCTURE_CONCRETE | Concrete |  |  | Foundations (Substructure) |  | STAGE_3_ENHANCED_INHERITANCE | 90.0% | ENHANCED_CONTEXT_INHERITANCE | True | False | INHERITED_NO_CHANGE | {}
ii | Walls | M30 |  | Cum | 261 | [5 empty] | 0 | 261 | #ERROR! | #ERROR! | Pump room - 300mm thick & 4.8m height Tank area - 300mm thick & 4.2m height |  | Chunk_21 | LINE_ITEM | Cum | STRUCTURE_CONCRETE | Concrete |  |  | Other Building Elements |  | STAGE_3_ENHANCED_INHERITANCE | 90.0% | ENHANCED_CONTEXT_INHERITANCE | True | False | INHERITED_NO_CHANGE | {}
iii | Platform lvl slab, Top slab & Beams | M30 |  | Cum | 200 | [5 empty] | 0 | 200 | #ERROR! | #ERROR! | Top slab - 350mm thick Platform slab - 150mm thick |  | Chunk_21 | LINE_ITEM | Cum | STRUCTURE_CONCRETE | Concrete |  |  | Load-bearing Structural Frame |  | STAGE_3_ENHANCED_INHERITANCE | 90.0% | ENHANCED_CONTEXT_INHERITANCE | True | False | INHERITED_NO_CHANGE | {}
iv | Steps & Pump room stairs | M30 |  | Cum | 4 | [5 empty] | 0 | 4 | #ERROR! | #ERROR! | PHE & Fire pump room stairs |  | Chunk_21 | LINE_ITEM | Cum | STRUCTURE_CONCRETE | Concrete |  |  | Other Building Elements |  | STAGE_3_ENHANCED_INHERITANCE | 90.0% | ENHANCED_CONTEXT_INHERITANCE | True | False | INHERITED_NO_CHANGE | {}
[14 empty] | 0 |  |  |  | EMPTY | [7 empty] | STAGE_1_EMPTY_ROW
C 19 | SEWAGE TREATMENT PLANT (Phase 1 & 2) | [12 empty] | 0 |  |  | Chunk_21 | LINE_ITEM |  | STRUCTURE_CONCRETE | Concrete |  |  | Other Building Elements |  | STAGE_3_ENHANCED_INHERITANCE | 90.0% | ENHANCED_CONTEXT_INHERITANCE | True | False | INHERITED_NO_CHANGE | {}
i | Raft/ Bottom Slab | M30 |  | Cum | 182 | [5 empty] | 0 | 182 | #ERROR! | #ERROR! | Pump room - 300mm thick Tank area - 500mm thick |  | Chunk_21 | LINE_ITEM | Cum | STRUCTURE_CONCRETE | Concrete |  |  | Foundations (Substructure) |  | STAGE_3_ENHANCED_INHERITANCE | 90.0% | ENHANCED_CONTEXT_INHERITANCE | True | False | INHERITED_NO_CHANGE | {}
ii | Side wall / Columns | M30 |  | Cum | 396 | [5 empty] | 0 | 396 | #ERROR! | #ERROR! | Pump room - 400mm thick & 4.8m height Alround length - 400 thick & 7.0 height Internal wall - 350mm thick & 4.15m height |  | Chunk_22 | LINE_ITEM | Cum | STRUCTURE_CONCRETE | Concrete |  |  | Load-bearing Structural Frame |  | STAGE_3_ENHANCED_INHERITANCE | 90.0% | ENHANCED_CONTEXT_INHERITANCE | True | False | INHERITED_NO_CHANGE | {}
iii | Platform lvl slab, Top slab & Beams | M30 |  | Cum | 173 | [5 empty] | 0 | 173 | #ERROR! | #ERROR! | Top slab - 450mm thick Platform slab - 150mm thick |  | Chunk_22 | LINE_ITEM | Cum | STRUCTURE_CONCRETE | Concrete |  |  | Load-bearing Structural Frame |  | STAGE_3_ENHANCED_INHERITANCE | 90.0% | ENHANCED_CONTEXT_INHERITANCE | True | False | INHERITED_NO_CHANGE | {}
iv | Steps & Pump room stairs | M30 |  | Cum | 4 | [5 empty] | 0 | 4 | #ERROR! | #ERROR! | STP pump room stairs |  | Chunk_22 | LINE_ITEM | Cum | STRUCTURE_CONCRETE | Concrete |  |  | Other Building Elements |  | STAGE_3_ENHANCED_INHERITANCE | 90.0% | ENHANCED_CONTEXT_INHERITANCE | True | False | INHERITED_NO_CHANGE | {}
[14 empty] | 0 |  |  |  | EMPTY | [7 empty] | STAGE_1_EMPTY_ROW
C 20 | RAIN WATER SUMP | [12 empty] | 0 |  |  | Chunk_22 | LINE_ITEM |  | STRUCTURE_CONCRETE | Concrete |  |  | Other Building Elements |  | STAGE_3_ENHANCED_INHERITANCE | 90.0% | ENHANCED_CONTEXT_INHERITANCE | True | False | INHERITED_NO_CHANGE | {}
i | Bottom Slab | M30 |  | Cum | 45 | [5 empty] | 0 | 45 | #ERROR! | #ERROR! | Base slab - 500mm thick |  | Chunk_22 | LINE_ITEM | Cum | STRUCTURE_CONCRETE | Concrete |  |  | Load-bearing Structural Frame |  | STAGE_3_ENHANCED_INHERITANCE | 90.0% | ENHANCED_CONTEXT_INHERITANCE | True | False | INHERITED_NO_CHANGE | {}
ii | Walls | M30 |  | Cum | 75 | [5 empty] | 0 | 75 | #ERROR! | #ERROR! | Alround length - 300 thick & 4.3 height |  | Chunk_22 | LINE_ITEM | Cum | STRUCTURE_CONCRETE | Concrete |  |  | Other Building Elements |  | STAGE_3_ENHANCED_INHERITANCE | 90.0% | ENHANCED_CONTEXT_INHERITANCE | True | False | INHERITED_NO_CHANGE | {}
iii | Top Slab | M30 |  | Cum | 20 | [5 empty] | 0 | 20 | #ERROR! | #ERROR! | Top slab - 250mm thick |  | Chunk_22 | LINE_ITEM | Cum | STRUCTURE_CONCRETE | Concrete |  |  | Load-bearing Structural Frame |  | STAGE_3_ENHANCED_INHERITANCE | 90.0% | ENHANCED_CONTEXT_INHERITANCE | True | False | INHERITED_NO_CHANGE | {}
[14 empty] | 0 |  |  |  | EMPTY | [7 empty] | STAGE_1_EMPTY_ROW
C 20.1 | STORM WATER COLLECTION SUMP | [12 empty] | 0 | Structural not available Wall thickness considered as per MEP drawings Bottom & Top slab thickness same as rain water tank drawings Ground floor level - Capacity 125 Cum - 1 no's Basement 02 level - Capacity 20 Cum - 2 no's |  | Chunk_22 | LINE_ITEM |  | STRUCTURE_CONCRETE | Concrete |  |  | Other Building Elements |  | STAGE_3_ENHANCED_INHERITANCE | 90.0% | ENHANCED_CONTEXT_INHERITANCE | True | False | INHERITED_NO_CHANGE | {}
i | Bottom Slab | M30 |  | Cum | 55 | [5 empty] | 0 | 55 | #ERROR! | #ERROR! | Base slab - 450mm thick For Basment sump 01 - 600mm thick (Overlaps retaining wall) |  | Chunk_22 | LINE_ITEM | Cum | STRUCTURE_CONCRETE | Concrete |  |  | Load-bearing Structural Frame |  | STAGE_3_ENHANCED_INHERITANCE | 90.0% | ENHANCED_CONTEXT_INHERITANCE | True | False | INHERITED_NO_CHANGE | {}
ii | Walls | M30 |  | Cum | 50 | [5 empty] | 0 | 50 | #ERROR! | #ERROR! | Alround length - 200 thick Basment sump 01 - 300mm thick for one wall wchich overlaps with retaining wall |  | Chunk_22 | LINE_ITEM | Cum | STRUCTURE_CONCRETE | Concrete |  |  | Other Building Elements |  | STAGE_3_ENHANCED_INHERITANCE | 90.0% | ENHANCED_CONTEXT_INHERITANCE | True | False | INHERITED_NO_CHANGE | {}
iii | Top Slab | M30 |  | Cum | 27 | [5 empty] | 0 | 27 | #ERROR! | #ERROR! | Top slab - 250mm thick |  | Chunk_22 | LINE_ITEM | Cum | STRUCTURE_CONCRETE | Concrete |  |  | Load-bearing Structural Frame |  | STAGE_3_ENHANCED_INHERITANCE | 90.0% | ENHANCED_CONTEXT_INHERITANCE | True | False | INHERITED_NO_CHANGE | {}
[14 empty] | 0 |  |  |  | EMPTY | [7 empty] | STAGE_1_EMPTY_ROW
C 21 | OVER HEAD TANK (Phase 1 & 2) | [12 empty] | 0 | Structural not available Wall thickness considered as per MEP drawings |  | Chunk_22 | LINE_ITEM |  | STRUCTURE_CONCRETE | Concrete |  |  | Other Building Elements |  | STAGE_3_ENHANCED_INHERITANCE | 90.0% | ENHANCED_CONTEXT_INHERITANCE | True | False | INHERITED_NO_CHANGE | {}
a | Bottom Slab | M30 |  | Cum |  |  | 7 | 7 | 7 | 4 | 25 | 25 | #ERROR! | #ERROR! | Considered 3 nos of OHT for 3 towers |  | Chunk_22 | LINE_ITEM | Cum | STRUCTURE_CONCRETE | Concrete |  |  | Load-bearing Structural Frame |  | STAGE_3_ENHANCED_INHERITANCE | 90.0% | ENHANCED_CONTEXT_INHERITANCE | True | False | INHERITED_NO_CHANGE | {}
b | Walls | M30 |  | Cum |  |  | 20 | 20 | 20 | 8 | 68 | 68 | #ERROR! | #ERROR! | Clubhouse OHT details not available |  | Chunk_22 | LINE_ITEM | Cum | STRUCTURE_CONCRETE | Concrete |  |  | Other Building Elements |  | STAGE_3_ENHANCED_INHERITANCE | 90.0% | ENHANCED_CONTEXT_INHERITANCE | True | False | INHERITED_NO_CHANGE | {}
c | Top Slab | M30 |  | Cum |  |  | 4 | 4 | 4 | 2 | 14 | 14 | #ERROR! | #ERROR! |  |  | Chunk_22 | LINE_ITEM | Cum | STRUCTURE_CONCRETE | Concrete |  |  | Load-bearing Structural Frame |  | STAGE_3_ENHANCED_INHERITANCE | 90.0% | ENHANCED_CONTEXT_INHERITANCE | True | False | INHERITED_NO_CHANGE | {}
[14 empty] | 0 |  |  |  | EMPTY | [7 empty] | STAGE_1_EMPTY_ROW
C 22 | PLATFORM OR PEDESTAL FOR EQUIPMENT. | M30 |  | Cum | [6 empty] | 0 | RO | 7167 | 0 | DG pedestal taken in item C6 |  | Chunk_22 | LINE_ITEM | Cum | STRUCTURE_CONCRETE | Concrete |  |  | Other Building Elements |  | STAGE_3_ENHANCED_INHERITANCE | 90.0% | ENHANCED_CONTEXT_INHERITANCE | True | False | INHERITED_NO_CHANGE | {}
C 22.1 | For DG Room | M30 | [11 empty] | 0 | Item added for DG room RCC |  | Chunk_22 | LINE_ITEM |  | STRUCTURE_CONCRETE | Concrete |  |  | Other Building Elements |  | STAGE_3_ENHANCED_INHERITANCE | 90.0% | ENHANCED_CONTEXT_INHERITANCE | True | False | INHERITED_NO_CHANGE | {}
a | Bottom Slab | M30 |  | Cum | 143 | [5 empty] | 0 | 143 | #ERROR! | #ERROR! | 200mm thick - 294.9 Sqm at +98.80 level 600mm thick - 138.58 Sqm (same as retaining wall foundation) outer wall starts at +95.60 level |  | Chunk_22 | LINE_ITEM | Cum | STRUCTURE_CONCRETE | Concrete |  |  | Load-bearing Structural Frame |  | STAGE_3_ENHANCED_INHERITANCE | 90.0% | ENHANCED_CONTEXT_INHERITANCE | True | False | INHERITED_NO_CHANGE | {}
b | Walls | M30 |  | Cum | 195 | [5 empty] | 0 | 195 | #ERROR! | #ERROR! | 300mm thick & 7.55m height - 97.73 Rmt 300mm thick & 3.05m height - 19.60 Rmt 300mm thick & 2.40m height - 19.60 Rmt |  | Chunk_22 | LINE_ITEM | Cum | STRUCTURE_CONCRETE | Concrete |  |  | Other Building Elements |  | STAGE_3_ENHANCED_INHERITANCE | 90.0% | ENHANCED_CONTEXT_INHERITANCE | True | False | INHERITED_NO_CHANGE | {}
c | Top Slab | M30 |  | Cum | 57 | [5 empty] | 0 | 57 | #ERROR! | #ERROR! | 250mm thick - 209.14 Sqm at +103.40 level 150mm thick - 31.27 Sqm at +105.95 level |  | Chunk_22 | LINE_ITEM | Cum | STRUCTURE_CONCRETE | Concrete |  |  | Load-bearing Structural Frame |  | STAGE_3_ENHANCED_INHERITANCE | 90.0% | ENHANCED_CONTEXT_INHERITANCE | True | False | INHERITED_NO_CHANGE | {}
[14 empty] | 0 |  |  |  | EMPTY | [7 empty] | STAGE_1_EMPTY_ROW
C 23 | Providing and laying in position Smart Dynamic Concrete of High flow concrete of approved grade, non segregate, free flow cementitious material, using ordinary Portland cement of grade 53 from approved manufacturer & GGBS / Puzzolona flash of approved brand, 20mm and down size coarse aggregates, necessary admixtures ( Glenium Sky 8650 or equivalent) with flow dia of upto 600 mm as approved by consultants, including all leads and lifts, pumping using line pump or boom placer, scaffolding wherever necessary, curing as directed, excluding cost of shuttering and centering etc., complete as per the specification of manufacturer & approved by Consultants Basic price of RMC SDC M30 - Rs.4040/cum M35 - Rs.4120/cum M40 - Rs.4315/cum M45 - Rs.4620/cum M50 - Rs.5000/cum | [12 empty] | 0 |  |  | Chunk_23_HEADER | HEADER |  | STRUCTURE_CONCRETE | Smart dynamic Concrete | M30 |  | Other Building Elements | ACTIVITY PRIORITY CONFIRMED: Laying | STAGE_2_AI_VERIFIED_WITH_ACTIVITY_PRIORITY | 95.0% | AI_HEADER_VERIFICATION_ACTIVITY_PRIORITY |  |  | HEADER_VERIFICATION | {}
C 23.1 | Concrete Walls / RCC Wall / Shear Wall / columns (of all shapes & profiles as shown in drg) @ all levels. | [12 empty] | 0 |  |  | Chunk_23 | LINE_ITEM |  | STRUCTURE_CONCRETE | Smart dynamic Concrete |  |  | Load-bearing Structural Frame |  | STAGE_3_ENHANCED_INHERITANCE | 90.0% | ENHANCED_CONTEXT_INHERITANCE | True | False | INHERITED_NO_CHANGE | {}
| Ground Floor - M50 | M50 |  | Cum |  |  | 133 | 158 | 140 |  | 431 | 431 | #ERROR! | #ERROR! | Core walls of size 160mm, 200mm & 250mm Wall area - 141.87 Sqm - 3.0m height |  | Chunk_23 | LINE_ITEM | Cum | STRUCTURE_CONCRETE | Smart dynamic Concrete | M50 |  | Other Building Elements |  | STAGE_3_ENHANCED_INHERITANCE | 90.0% | ENHANCED_CONTEXT_INHERITANCE | True | False | INHERITED_WITH_MODIFICATION | {}
| 1st floor lvl - M50 | M50 |  | Cum |  |  | 217 | 257 | 214 |  | 688 | 688 | #ERROR! | #ERROR! | Core walls of size 160mm, 200mm & 250mm First floor - Wall area - 226.59 Sqm - 3.0m height |  | Chunk_23 | LINE_ITEM | Cum | STRUCTURE_CONCRETE | Smart dynamic Concrete | M50 |  | Other Building Elements |  | STAGE_3_ENHANCED_INHERITANCE | 90.0% | ENHANCED_CONTEXT_INHERITANCE | True | False | INHERITED_WITH_MODIFICATION | {}
| 2nd to 5th floor lvl - M30 | M50 |  | Cum |  |  | 934 | 1126 | 978 |  | 3038 | 3038 | #ERROR! | #ERROR! | Core walls of size 160mm, 200mm & 250mm Second & typical - Wall area - 250.39 Sqm - 3.0m height |  | Chunk_23 | LINE_ITEM | Cum | STRUCTURE_CONCRETE | Smart dynamic Concrete | M30 |  | Other Building Elements |  | STAGE_3_ENHANCED_INHERITANCE | 90.0% | ENHANCED_CONTEXT_INHERITANCE | True | False | INHERITED_WITH_MODIFICATION | {}
| 6th to 10th Floor lvl - M30 | M30 |  | Cum |  |  | 1167 | 1407 | 1223 |  | 3797 | 3797 | #ERROR! | #ERROR! | Core walls of size 160mm, 200mm & 250mm Typical floors - Wall area - 250.39 Sqm - 3.0m height |  | Chunk_23 | LINE_ITEM | Cum | STRUCTURE_CONCRETE | Smart dynamic Concrete | M30 |  | Other Building Elements |  | STAGE_3_ENHANCED_INHERITANCE | 90.0% | ENHANCED_CONTEXT_INHERITANCE | True | False | INHERITED_WITH_MODIFICATION | {}
| 11th to 15th Floor lvl - M30 | M30 |  | Cum |  |  | 1167 | 1407 | 1223 |  | 3797 | 3797 | #ERROR! | #ERROR! | Core walls of size 160mm, 200mm & 250mm Typical floors - Wall area - 250.39 Sqm - 3.0m height |  | Chunk_23 | LINE_ITEM | Cum | STRUCTURE_CONCRETE | Smart dynamic Concrete | M30 |  | Other Building Elements |  | STAGE_3_ENHANCED_INHERITANCE | 90.0% | ENHANCED_CONTEXT_INHERITANCE | True | False | INHERITED_WITH_MODIFICATION | {}
| 16th to 20th Floor lvl - M30 | M30 |  | Cum |  |  | 984 | 1179 | 1196 |  | 3359 | 3359 | #ERROR! | #ERROR! | Core walls of size 160mm, 200mm & 250mm Typical floors - Wall area - 250.39 Sqm - 3.0m height Tower A & B - Above Terrace Considered LMR & SHR under RCC works |  | Chunk_23 | LINE_ITEM | Cum | STRUCTURE_CONCRETE | Smart dynamic Concrete | M30 |  | Other Building Elements |  | STAGE_3_ENHANCED_INHERITANCE | 90.0% | ENHANCED_CONTEXT_INHERITANCE | True | False | INHERITED_WITH_MODIFICATION | {}
| 21st to Terrace Floor lvl - M30 | M30 |  | Cum |  |  |  |  | 483 |  | 483 | 483 | #ERROR! | #ERROR! | Tower C - 21st, 22nd & Above Terrace Considered LMR & SHR under RCC works |  | Chunk_23 | LINE_ITEM | Cum | STRUCTURE_CONCRETE | Smart dynamic Concrete | M30 |  | Other Building Elements |  | STAGE_3_ENHANCED_INHERITANCE | 90.0% | ENHANCED_CONTEXT_INHERITANCE | True | False | INHERITED_WITH_MODIFICATION | {}
[14 empty] | 0 |  |  |  | EMPTY | [7 empty] | STAGE_1_EMPTY_ROW
C 23.2 | Beams of all shapes, width and depths as shown in drg (Up stand, down stand & cantilever beam as indicated) | [12 empty] | 0 | Considered regular beams, cantiliver beams, window upstands, window down stand, balcony down stand & baclcony upstand beams |  | Chunk_23 | LINE_ITEM |  | STRUCTURE_CONCRETE | Smart dynamic Concrete |  |  | Load-bearing Structural Frame |  | STAGE_3_ENHANCED_INHERITANCE | 90.0% | ENHANCED_CONTEXT_INHERITANCE | True | False | INHERITED_NO_CHANGE | {}
| Ground Floor - M50 | M30 |  | Cum |  |  | 5 | 6 | 5 |  | 16 | 16 | #ERROR! | #ERROR! |  |  | Chunk_23 | LINE_ITEM | Cum | STRUCTURE_CONCRETE | Smart dynamic Concrete | M50 |  | Other Building Elements |  | STAGE_3_ENHANCED_INHERITANCE | 90.0% | ENHANCED_CONTEXT_INHERITANCE | True | False | INHERITED_WITH_MODIFICATION | {}
| 1st Floor lvl - M50 | M30 |  | Cum |  |  | 27 | 33 | 25 |  | 85 | 85 | #ERROR! | #ERROR! |  |  | Chunk_23 | LINE_ITEM | Cum | STRUCTURE_CONCRETE | Smart dynamic Concrete | M50 |  | Other Building Elements |  | STAGE_3_ENHANCED_INHERITANCE | 90.0% | ENHANCED_CONTEXT_INHERITANCE | True | False | INHERITED_WITH_MODIFICATION | {}
| 2nd to 5th floor lvl - M30 | M30 |  | Cum |  |  | 115 | 146 | 120 |  | 381 | 381 | #ERROR! | #ERROR! |  |  | Chunk_23 | LINE_ITEM | Cum | STRUCTURE_CONCRETE | Smart dynamic Concrete | M30 |  | Other Building Elements |  | STAGE_3_ENHANCED_INHERITANCE | 90.0% | ENHANCED_CONTEXT_INHERITANCE | True | False | INHERITED_WITH_MODIFICATION | {}
| 6th to 10th Floor lvl - M30 | M30 |  | Cum |  |  | 139 | 181 | 148 |  | 468 | 468 | #ERROR! | #ERROR! |  |  | Chunk_23 | LINE_ITEM | Cum | STRUCTURE_CONCRETE | Smart dynamic Concrete | M30 |  | Other Building Elements |  | STAGE_3_ENHANCED_INHERITANCE | 90.0% | ENHANCED_CONTEXT_INHERITANCE | True | False | INHERITED_WITH_MODIFICATION | {}
| 11th to 15th Floor lvl - M30 | M30 |  | Cum |  |  | 139 | 181 | 148 |  | 468 | 468 | #ERROR! | #ERROR! |  |  | Chunk_23 | LINE_ITEM | Cum | STRUCTURE_CONCRETE | Smart dynamic Concrete | M30 |  | Other Building Elements |  | STAGE_3_ENHANCED_INHERITANCE | 90.0% | ENHANCED_CONTEXT_INHERITANCE | True | False | INHERITED_WITH_MODIFICATION | {}
| 16th to 20th Floor lvl - M30 | M30 |  | Cum |  |  | 133 | 173 | 145 |  | 451 | 451 | #ERROR! | #ERROR! | Tower A & B - 16th to 19th, Terrace & Above Terrace Considered LMR & SHR under RCC works |  | Chunk_23 | LINE_ITEM | Cum | STRUCTURE_CONCRETE | Smart dynamic Concrete | M30 |  | Other Building Elements |  | STAGE_3_ENHANCED_INHERITANCE | 90.0% | ENHANCED_CONTEXT_INHERITANCE | True | False | INHERITED_WITH_MODIFICATION | {}
| 21st to Terrace Floor lvl - M30 | M30 |  | Cum |  |  |  |  | 73 |  | 73 | 73 | #ERROR! | #ERROR! | Tower C - 21st, 22nd, Terrace & Above Terrace Considered LMR & SHR under RCC works |  | Chunk_23 | LINE_ITEM | Cum | STRUCTURE_CONCRETE | Smart dynamic Concrete | M30 |  | Other Building Elements |  | STAGE_3_ENHANCED_INHERITANCE | 90.0% | ENHANCED_CONTEXT_INHERITANCE | True | False | INHERITED_WITH_MODIFICATION | {}
[14 empty] | 0 |  |  |  | EMPTY | [7 empty] | STAGE_1_EMPTY_ROW
C 23.3 | Slabs of different thickness including sunken slabs, cantilever balconies, ledges, sloped roof, Slab projections and for canopies at different level, etc., @ all floors - M30 | [12 empty] | 0 |  |  | Chunk_23 | LINE_ITEM |  | STRUCTURE_CONCRETE | Smart dynamic Concrete | M30 |  | Load-bearing Structural Frame |  | STAGE_3_ENHANCED_INHERITANCE | 90.0% | ENHANCED_CONTEXT_INHERITANCE | True | False | INHERITED_WITH_MODIFICATION | {}
| Ground floor lvl | M30 |  | Cum | [6 empty] | 0 | RO | #ERROR! | 0 |  |  | Chunk_23 | LINE_ITEM | Cum | STRUCTURE_CONCRETE | Smart dynamic Concrete |  |  | Other Building Elements |  | STAGE_3_ENHANCED_INHERITANCE | 90.0% | ENHANCED_CONTEXT_INHERITANCE | True | False | INHERITED_NO_CHANGE | {}
| 1st to 5th Floor lvl | M30 |  | Cum |  |  | 406 | 529 | 458 |  | 1393 | 1393 | #ERROR! | #ERROR! |  |  | Chunk_23 | LINE_ITEM | Cum | STRUCTURE_CONCRETE | Smart dynamic Concrete |  |  | Other Building Elements |  | STAGE_3_ENHANCED_INHERITANCE | 90.0% | ENHANCED_CONTEXT_INHERITANCE | True | False | INHERITED_NO_CHANGE | {}
| 6th to 10th Floor lvl | M30 |  | Cum |  |  | 416 | 542 | 482 |  | 1440 | 1440 | #ERROR! | #ERROR! |  |  | Chunk_24 | LINE_ITEM | Cum | STRUCTURE_CONCRETE | Smart dynamic Concrete |  |  | Other Building Elements |  | STAGE_3_ENHANCED_INHERITANCE | 90.0% | ENHANCED_CONTEXT_INHERITANCE | True | False | INHERITED_NO_CHANGE | {}
| 11th to 16th Floor lvl | M30 |  | Cum |  |  | 416 | 542 | 482 |  | 1440 | 1440 | #ERROR! | #ERROR! |  |  | Chunk_24 | LINE_ITEM | Cum | STRUCTURE_CONCRETE | Smart dynamic Concrete |  |  | Other Building Elements |  | STAGE_3_ENHANCED_INHERITANCE | 90.0% | ENHANCED_CONTEXT_INHERITANCE | True | False | INHERITED_NO_CHANGE | {}
| 16th to 20th Floor lvl | M30 |  | Cum |  |  | 440 | 571 | 467 |  | 1478 | 1478 | #ERROR! | #ERROR! | Tower A & B - 16th to 19th, Terrace & Above Terrace Considered LMR & SHR under RCC works |  | Chunk_24 | LINE_ITEM | Cum | STRUCTURE_CONCRETE | Smart dynamic Concrete |  |  | Other Building Elements |  | STAGE_3_ENHANCED_INHERITANCE | 90.0% | ENHANCED_CONTEXT_INHERITANCE | True | False | INHERITED_NO_CHANGE | {}
| 21st to Terrace Floor lvl | M30 |  | Cum |  |  |  |  | 290 |  | 290 | 290 | #ERROR! | #ERROR! | Tower C - 21st, 22nd, Terrace & Above Terrace Considered LMR & SHR under RCC works |  | Chunk_24 | LINE_ITEM | Cum | STRUCTURE_CONCRETE | Smart dynamic Concrete |  |  | Other Building Elements |  | STAGE_3_ENHANCED_INHERITANCE | 90.0% | ENHANCED_CONTEXT_INHERITANCE | True | False | INHERITED_NO_CHANGE | {}
C 23.4 | Slabs for electrical & communication, Plumbing shafts & FHC shaft slabs at all levels. | M30 |  | Cum |  |  | 3 | 2 | 4 |  | 9 | 9 | #ERROR! | #ERROR! | Considered for shafts and ducts slab at every floor |  | Chunk_24 | LINE_ITEM | Cum | STRUCTURE_CONCRETE | Smart dynamic Concrete |  |  | Load-bearing Structural Frame |  | STAGE_3_ENHANCED_INHERITANCE | 90.0% | ENHANCED_CONTEXT_INHERITANCE | True | False | INHERITED_NO_CHANGE | {}
[14 empty] | 0 |  |  |  | EMPTY | [7 empty] | STAGE_1_EMPTY_ROW
C 23.5 | RC Staircase with waist slab incl.mid landings & beams @ all lvl as per drg. | [12 empty] | 0 |  |  | Chunk_24 | LINE_ITEM |  | STRUCTURE_CONCRETE | Smart dynamic Concrete |  |  | Load-bearing Structural Frame |  | STAGE_3_ENHANCED_INHERITANCE | 90.0% | ENHANCED_CONTEXT_INHERITANCE | True | False | INHERITED_NO_CHANGE | {}
| Ground floor lvl to 1st floor lvl | M30 |  | Cum |  |  | 6 | 6 | 6 |  | 18 | 18 | #ERROR! | #ERROR! |  |  | Chunk_24 | LINE_ITEM | Cum | STRUCTURE_CONCRETE | Smart dynamic Concrete |  |  | Other Building Elements |  | STAGE_3_ENHANCED_INHERITANCE | 90.0% | ENHANCED_CONTEXT_INHERITANCE | True | False | INHERITED_NO_CHANGE | {}
| 1st to 5th floor lvl | M30 |  | Cum |  |  | 30 | 30 | 30 |  | 90 | 90 | #ERROR! | #ERROR! |  |  | Chunk_24 | LINE_ITEM | Cum | STRUCTURE_CONCRETE | Smart dynamic Concrete |  |  | Other Building Elements |  | STAGE_3_ENHANCED_INHERITANCE | 90.0% | ENHANCED_CONTEXT_INHERITANCE | True | False | INHERITED_NO_CHANGE | {}
| 6th to 10th floor lvl | M30 |  | Cum |  |  | 30 | 30 | 30 |  | 90 | 90 | #ERROR! | #ERROR! |  |  | Chunk_24 | LINE_ITEM | Cum | STRUCTURE_CONCRETE | Smart dynamic Concrete |  |  | Other Building Elements |  | STAGE_3_ENHANCED_INHERITANCE | 90.0% | ENHANCED_CONTEXT_INHERITANCE | True | False | INHERITED_NO_CHANGE | {}
| 11th to 15th floor lvl | M30 |  | Cum |  |  | 30 | 30 | 30 |  | 90 | 90 | #ERROR! | #ERROR! |  |  | Chunk_24 | LINE_ITEM | Cum | STRUCTURE_CONCRETE | Smart dynamic Concrete |  |  | Other Building Elements |  | STAGE_3_ENHANCED_INHERITANCE | 90.0% | ENHANCED_CONTEXT_INHERITANCE | True | False | INHERITED_NO_CHANGE | {}
| 16th to 20th floor lvl | M30 |  | Cum |  |  | 24 | 24 | 30 |  | 78 | 78 | #ERROR! | #ERROR! |  |  | Chunk_24 | LINE_ITEM | Cum | STRUCTURE_CONCRETE | Smart dynamic Concrete |  |  | Other Building Elements |  | STAGE_3_ENHANCED_INHERITANCE | 90.0% | ENHANCED_CONTEXT_INHERITANCE | True | False | INHERITED_NO_CHANGE | {}
| 21st to Terrace floor lvl | M30 |  | Cum |  |  | 0 | 0 | 18 |  | 18 | 18 | #ERROR! | #ERROR! |  |  | Chunk_24 | LINE_ITEM | Cum | STRUCTURE_CONCRETE | Smart dynamic Concrete |  |  | Other Building Elements |  | STAGE_3_ENHANCED_INHERITANCE | 90.0% | ENHANCED_CONTEXT_INHERITANCE | True | False | INHERITED_NO_CHANGE | {}
C 23.6 | Lintels, sill beams at all levels as shown in drg & at locations wherever directed by EIC. | M30 |  | Cum |  |  | 25 | 0 | 0 |  | 25 | 25 | #ERROR! | #ERROR! | Notional qty Down stand beam considered for all openings |  | Chunk_24 | LINE_ITEM | Cum | STRUCTURE_CONCRETE | Smart dynamic Concrete |  |  | Load-bearing Structural Frame |  | STAGE_3_ENHANCED_INHERITANCE | 90.0% | ENHANCED_CONTEXT_INHERITANCE | True | False | INHERITED_NO_CHANGE | {}
C 23.7 | Chejjas / Window projections / balcony Door Projection at all levels as indicated in the dwg & at locations wherever directed by EIC. | M30 |  | Cum |  |  | 9 | 13 | 7 |  | 29 | 29 | #ERROR! | #ERROR! |  |  | Chunk_24 | LINE_ITEM | Cum | STRUCTURE_CONCRETE | Smart dynamic Concrete |  |  | Other Building Elements |  | STAGE_3_ENHANCED_INHERITANCE | 90.0% | ENHANCED_CONTEXT_INHERITANCE | True | False | INHERITED_NO_CHANGE | {}
[14 empty] | 0 |  |  |  | EMPTY | [7 empty] | STAGE_1_EMPTY_ROW
C 23.8 | NON STRUCTURAL WALLS / Elevational fin walls (of all shapes & profiles as shown in drg). (@ all levels) | M30 |  | Cum |  |  | 10 | 0 | 0 |  | 10 | 10 | #ERROR! | #ERROR! | As per BEL instruction, Non structural wall of Kitchen & utility area considered in RC walls Front elevation features wall are considered in this line item |  | Chunk_24 | LINE_ITEM | Cum | STRUCTURE_CONCRETE | Smart dynamic Concrete |  |  | Load-bearing Structural Frame |  | STAGE_3_ENHANCED_INHERITANCE | 90.0% | ENHANCED_CONTEXT_INHERITANCE | True | False | INHERITED_NO_CHANGE | {}
[14 empty] | 0 |  |  |  | EMPTY | [7 empty] | STAGE_1_EMPTY_ROW
C 24 | Nibs / Pardi walls / Upstand / Planter walls / toe wall at all levels as shown in drg. | M30 |  | Cum |  |  | 72 | 75 | 83 |  | 230 | 230 | #ERROR! | #ERROR! | Considered alround RC nibs/bands |  | Chunk_24 | LINE_ITEM | Cum | STRUCTURE_CONCRETE | Smart dynamic Concrete |  |  | Other Building Elements |  | STAGE_3_ENHANCED_INHERITANCE | 90.0% | ENHANCED_CONTEXT_INHERITANCE | True | False | INHERITED_NO_CHANGE | {}
[14 empty] | 0 |  |  |  | EMPTY | [7 empty] | STAGE_1_EMPTY_ROW
C 25 | RC Parapet wall as shown in drg. | [12 empty] | 0 |  |  | Chunk_24 | LINE_ITEM |  | STRUCTURE_CONCRETE | Smart dynamic Concrete |  |  | Other Building Elements |  | STAGE_3_ENHANCED_INHERITANCE | 90.0% | ENHANCED_CONTEXT_INHERITANCE | True | False | INHERITED_NO_CHANGE | {}
a | Parapet @ Terrace lvl & above terrace | M30 |  | Cum |  |  | 63 | 62 | 56 |  | 181 | 181 | #ERROR! | #ERROR! | Parapet Wall at Terrace level (160mmthick as per architecture drawing) Tower A - 1200mm height - 327 Rmt lenght Tower B - 1200mm height - 321 Rmt lenght Tower C - 1200mm height - 292 Rmt lenght |  | Chunk_24 | LINE_ITEM | Cum | STRUCTURE_CONCRETE | Smart dynamic Concrete |  |  | Other Building Elements |  | STAGE_3_ENHANCED_INHERITANCE | 90.0% | ENHANCED_CONTEXT_INHERITANCE | True | False | INHERITED_NO_CHANGE | {}
b | Parapet @ Ground floor | M30 |  | Cum | [6 empty] | 0 | RO | #ERROR! | 0 |  |  | Chunk_24 | LINE_ITEM | Cum | STRUCTURE_CONCRETE | Smart dynamic Concrete |  |  | Other Building Elements |  | STAGE_3_ENHANCED_INHERITANCE | 90.0% | ENHANCED_CONTEXT_INHERITANCE | True | False | INHERITED_NO_CHANGE | {}
[14 empty] | 0 |  |  |  | EMPTY | [7 empty] | STAGE_1_EMPTY_ROW
C 26 | RCC elevation features @ terrace level - For Towers |  |  | Cum |  |  | 267 | 251 | 212 |  | 730 | 730 | #ERROR! | #ERROR! | Structural drawing and above terrace drawing not available. Quantities taken as per architectural drawings and sections |  | Chunk_24 | LINE_ITEM | Cum | STRUCTURE_CONCRETE | Smart dynamic Concrete |  |  | Load-bearing Structural Frame |  | STAGE_3_ENHANCED_INHERITANCE | 90.0% | ENHANCED_CONTEXT_INHERITANCE | True | False | INHERITED_NO_CHANGE | {}
[14 empty] | 0 |  |  |  | EMPTY | [7 empty] | STAGE_1_EMPTY_ROW
C 27 | Providing and laying of light weight material fill of Multilite (or) Equivalent on structural slab using light weight aggregates having higher compressive strength and highest fire resistance with thermal / acoustic insulation properties, anti-corrosion, anti-condensation, etc. of Multilite in mix proportion of 1:10:3.5 (1cement : 10 Multilite : 3.5water) in the suggested proportion to get the desired density, mixing, transportation, placing, compacting and finishing to the required level with necessary side supports, equipment, rate to include for a coat of latex SBR of CERACHEM to fill up the porosity of finished surface etc. complete as per directions of EIC. Density : 700-780kg/ cum Location : Podium slab & at locations wherever directed by EIC |  |  | Cum | 50 | [5 empty] | 0 | 50 | 8841 | 442050 | Considered - Screed concrete for sunken portion up to 150mm. Notional qty considered |  | Chunk_25_HEADER | HEADER |  | STRUCTURE_CONCRETE | Concrete |  |  | Load-bearing Structural Frame | ACTIVITY PRIORITY CONFIRMED: Laying | STAGE_2_AI_VERIFIED_WITH_ACTIVITY_PRIORITY | 95.0% | AI_HEADER_VERIFICATION_ACTIVITY_PRIORITY |  |  | HEADER_VERIFICATION | {}
C 28 | ALTERNATE ITEM TO ABOVE LI C27 : Providing & laying well burnt crushed cinder or equivalent of required thickness for filling sunken portions on structural slab & other locations wherever specified, using higher compressive strength and highest fire resistance with thermal/acoustic insulation properties, anti-corrosion, anti-condensation etc., of mix proportion of 1:15 (1 Cement : 15 Cinder) in suggested proportion to get desired density, mixing, transportation, placing, compacting and laying to required level with necessary side supports, equipment's etc., complete as per directions of EIC. Cinder density : 900-950 Kg/Cum Location : At locations wherever directed by EIC |  |  | Cum | [6 empty] | 0 | RO | 695 | 0 | Considered - Screed concrete for sunken portion up to 150mm |  | Chunk_26_HEADER | HEADER |  | STRUCTURE_CONCRETE | Screed Concrete | 1:15 |  | Load-bearing Structural Frame | ACTIVITY PRIORITY CORRECTED: Applied STRUCTURE_CONCRETE schema; identified primary activity as laying a cement-cinder mix for filling/leveling, which is a type of screed concrete. | STAGE_2_AI_VERIFIED_WITH_ACTIVITY_PRIORITY | 95.0% | AI_HEADER_VERIFICATION_ACTIVITY_PRIORITY |  |  | HEADER_VERIFICATION | {}
C 29 | Providing and laying self sealing / water swelling bars of Master flex 610 BASF or equivalent at all construction joints of retaining walls and water retaining structures and wherever specified with proper overlaps at joints of approved makes as per manufacturer's specification. Master flex 20 x 10 mm (or) Equivalent make Location : For RW, STP, UG sump and other water collection sumps in Basement & at locations wherever directed by EIC |  |  | Rmt | 2811 | 319 |  |  |  |  | 0 | 3130 | #ERROR! | #ERROR! | Project head to confirm on below mentioned consideration Horizontal - 2.4m center to center Vertical - 20.0m center to center Retaining wall - 3418.25m Rain water Tank - 246.34m UG Sump - 848m STP Tank - 947m Storm Water Tank - 179.30m |  | Chunk_26 | LINE_ITEM | Rmt | OTHERS | Water Swelling Bars |  |  | Foundations (Substructure) |  | STAGE_3_ENHANCED_INHERITANCE | 90.0% | ENHANCED_CONTEXT_INHERITANCE | False | False | OVERRIDE_UNIT_CONTRADICTION | {}
[14 empty] | 0 |  |  |  | EMPTY | [7 empty] | STAGE_1_EMPTY_ROW
C 30 | Providing and fixing R.C.C. Precast slab for following thickness using M 20 including lead, lift and setting in CM 1 : 3 as per the detailed drawing / as directed by EIC. (Rein. steel, edge angles& relevant item of work will be measured & paid separately will be measured and paid for separately). (Duct covers @ terrace level) | [12 empty] | 0 |  |  | Chunk_26 | LINE_ITEM |  | STRUCTURE_CONCRETE | R.C.C. Precast slab | M20 |  | Load-bearing Structural Frame |  | STAGE_3_ENHANCED_INHERITANCE | 90.0% | ENHANCED_CONTEXT_INHERITANCE | True | False | INHERITED_WITH_MODIFICATION | {}
i | 75 mm |  |  | sqm | [6 empty] | 0 | RO |  | 0 |  |  | Chunk_26 | LINE_ITEM | sqm | STRUCTURE_CONCRETE | R.C.C. Precast slab |  |  | Other Building Elements |  | STAGE_3_ENHANCED_INHERITANCE | 90.0% | ENHANCED_CONTEXT_INHERITANCE | True | False | INHERITED_WITH_MODIFICATION | {}
ii | 100 mm |  |  | sqm |  |  | 54 | 50 | 41 |  | 145 | 145 | #ERROR! | #ERROR! | Terrace duct covers |  | Chunk_26 | LINE_ITEM | sqm | STRUCTURE_CONCRETE | R.C.C. Precast slab |  |  | Other Building Elements |  | STAGE_3_ENHANCED_INHERITANCE | 90.0% | ENHANCED_CONTEXT_INHERITANCE | True | False | INHERITED_WITH_MODIFICATION | {}
iii | 150 mm |  |  | sqm | [6 empty] | 0 | RO |  | 0 |  |  | Chunk_26 | LINE_ITEM | sqm | STRUCTURE_CONCRETE | R.C.C. Precast slab |  |  | Other Building Elements |  | STAGE_3_ENHANCED_INHERITANCE | 90.0% | ENHANCED_CONTEXT_INHERITANCE | True | False | INHERITED_WITH_MODIFICATION | {}
iv | 200 mm |  |  | sqm | [6 empty] | 0 | RO |  | 0 |  |  | Chunk_26 | LINE_ITEM | sqm | STRUCTURE_CONCRETE | R.C.C. Precast slab |  |  | Other Building Elements |  | STAGE_3_ENHANCED_INHERITANCE | 90.0% | ENHANCED_CONTEXT_INHERITANCE | True | False | INHERITED_WITH_MODIFICATION | {}
[14 empty] | 0 |  |  |  | EMPTY | [7 empty] | STAGE_1_EMPTY_ROW
C 31 | Providing and fixing reinforcement steel for non-structural members with polyester resin anchor grout, "lock fix" by M/s FOSROC Chemical (P) Ltd, or equivalent for following dia including drilling hole in concrete member, cleaning, filling up grout and fixing the rod at all levels as per manufacturer's specification, as directed by EIC for Concrete Anchors. Depth of Anchorage in concrete is max up to 150 mm length. | [12 empty] | 0 |  |  | Chunk_27_HEADER | HEADER |  | STEEL_WORKS | Structural Steel | MS Angles, Plates, Sections |  | Load-bearing Structural Frame | ACTIVITY PRIORITY CORRECTED: Applied STEEL_WORKS schema; identified primary activity as fixing steel elements (reinforcement steel used as anchors for non-structural members), aligning with the rule for anchor bolts/plates. | STAGE_2_AI_VERIFIED_WITH_ACTIVITY_PRIORITY | 95.0% | AI_HEADER_VERIFICATION_ACTIVITY_PRIORITY |  |  | HEADER_VERIFICATION | {}
i | 8 mm dia |  |  | Nos | 10 | [5 empty] | 0 | 10 | #ERROR! | #ERROR! | Considered notional quantity. Project head to confirm on the same. |  | Chunk_27 | LINE_ITEM | Nos | REINFORCEMENT_STEEL | Reinforcement Bars |  |  | Other Building Elements |  | STAGE_3_ENHANCED_INHERITANCE | 90.0% | ENHANCED_CONTEXT_INHERITANCE | False | False | OVERRIDE_NEW_ACTIVITY | {}
ii | 10 mm dia |  |  | Nos | 10 | [5 empty] | 0 | 10 | #ERROR! | #ERROR! |  |  | Chunk_27 | LINE_ITEM | Nos | REINFORCEMENT_STEEL | Reinforcement Bars |  |  | Other Building Elements |  | STAGE_3_ENHANCED_INHERITANCE | 90.0% | ENHANCED_CONTEXT_INHERITANCE | False | False | OVERRIDE_NEW_ACTIVITY | {}
iii | 12 mm dia |  |  | Nos | 10 | [5 empty] | 0 | 10 | #ERROR! | #ERROR! |  |  | Chunk_27 | LINE_ITEM | Nos | REINFORCEMENT_STEEL | Reinforcement Bars |  |  | Other Building Elements |  | STAGE_3_ENHANCED_INHERITANCE | 90.0% | ENHANCED_CONTEXT_INHERITANCE | False | False | OVERRIDE_NEW_ACTIVITY | {}
iv | 16 mm dia |  |  | Nos | 10 | [5 empty] | 0 | 10 | #ERROR! | #ERROR! |  |  | Chunk_27 | LINE_ITEM | Nos | REINFORCEMENT_STEEL | Reinforcement Bars |  |  | Other Building Elements |  | STAGE_3_ENHANCED_INHERITANCE | 90.0% | ENHANCED_CONTEXT_INHERITANCE | False | False | OVERRIDE_NEW_ACTIVITY | {}
C 32 | Providing and fixing reinforcement steel for structural members with anchor grout "epoxy mortar - RE 500 V3" by M/s Hilti, or equivalent for following dia including drilling hole in concrete member, cleaning, filling up grout and fixing the rod at all levels as per manufacturer's specification, as directed by EIC / structural engineer for Concrete Anchors. Depth of Anchorage shall be as per manufacturer's specification. | [12 empty] | 0 |  |  | Chunk_28_HEADER | HEADER |  | REINFORCEMENT_STEEL | Reinforcement Bars |  |  | Load-bearing Structural Frame | ACTIVITY PRIORITY CORRECTED: Applied REINFORCEMENT_STEEL schema; identified primary activity as fixing reinforcement steel for structural members, indicating its role as rebar despite the anchoring method. | STAGE_2_AI_VERIFIED_WITH_ACTIVITY_PRIORITY | 95.0% | AI_HEADER_VERIFICATION_ACTIVITY_PRIORITY |  |  | HEADER_VERIFICATION | {}
i | 8 mm dia |  |  | Nos | 10 | [5 empty] | 0 | 10 | #ERROR! | #ERROR! | Considered notional quantity. Project head to confirm on the same. |  | Chunk_28 | LINE_ITEM | Nos | REINFORCEMENT_STEEL | Reinforcement Bars |  |  | Other Building Elements |  | STAGE_3_ENHANCED_INHERITANCE | 90.0% | ENHANCED_CONTEXT_INHERITANCE | False | False | OVERRIDE_UNIT_CONTRADICTION | {}
ii | 10 mm dia |  |  | Nos | 10 | [5 empty] | 0 | 10 | #ERROR! | #ERROR! |  |  | Chunk_28 | LINE_ITEM | Nos | REINFORCEMENT_STEEL | Reinforcement Bars |  |  | Other Building Elements |  | STAGE_3_ENHANCED_INHERITANCE | 90.0% | ENHANCED_CONTEXT_INHERITANCE | False | False | OVERRIDE_UNIT_CONTRADICTION | {}
iii | 12 mm dia |  |  | Nos | 10 | [5 empty] | 0 | 10 | #ERROR! | #ERROR! |  |  | Chunk_28 | LINE_ITEM | Nos | REINFORCEMENT_STEEL | Reinforcement Bars |  |  | Other Building Elements |  | STAGE_3_ENHANCED_INHERITANCE | 90.0% | ENHANCED_CONTEXT_INHERITANCE | False | False | OVERRIDE_UNIT_CONTRADICTION | {}
iv | 16 mm dia |  |  | Nos | 10 | [5 empty] | 0 | 10 | #ERROR! | #ERROR! |  |  | Chunk_28 | LINE_ITEM | Nos | REINFORCEMENT_STEEL | Reinforcement Bars |  |  | Other Building Elements |  | STAGE_3_ENHANCED_INHERITANCE | 90.0% | ENHANCED_CONTEXT_INHERITANCE | False | False | OVERRIDE_UNIT_CONTRADICTION | {}
v | 20 mm dia |  |  | Nos | 10 | [5 empty] | 0 | 10 | #ERROR! | #ERROR! |  |  | Chunk_28 | LINE_ITEM | Nos | REINFORCEMENT_STEEL | Reinforcement Bars |  |  | Other Building Elements |  | STAGE_3_ENHANCED_INHERITANCE | 90.0% | ENHANCED_CONTEXT_INHERITANCE | False | False | OVERRIDE_UNIT_CONTRADICTION | {}
vi | 25 mm dia |  |  | Nos | 10 | [5 empty] | 0 | 10 | #ERROR! | #ERROR! |  |  | Chunk_28 | LINE_ITEM | Nos | REINFORCEMENT_STEEL | Reinforcement Bars |  |  | Other Building Elements |  | STAGE_3_ENHANCED_INHERITANCE | 90.0% | ENHANCED_CONTEXT_INHERITANCE | False | False | OVERRIDE_UNIT_CONTRADICTION | {}
[14 empty] | 0 |  |  |  | EMPTY | [7 empty] | STAGE_1_EMPTY_ROW
C 33 | Providing and fixing in position 25mm thick PVC rungs of size 170 mm wide x 260 mm length reinforced with 10mm steel rod for footsteps in UG sump tank, STP and other water collection sumps in Basement & OHT including placing while erecting formwork, aligning during concreting, grouting the junction if required, cleaning etc., as directed. The rate to include making openings in formwork and sealing after fixing the rings etc., complete as per directions of EIC. |  |  | Nos | 159 |  | 42 | 42 | 42 | 14 | 140 | 299 | #ERROR! | #ERROR! | Rain water Tank - 36 nos UG Sump Tank - 63 nos Storm Water Tank - 60 nos OHT - 126 nos (All 3 towers including) Club house OHT - 14 nos STP - Not shown in dwg |  | Chunk_29_HEADER | HEADER |  | OTHERS |  |  |  | Foundations (Substructure) | ACTIVITY PRIORITY CORRECTED: Classified as OTHERS as the primary activity (fixing PVC rungs for footsteps) does not fit any of the Prime Seven or other specific allowed categories. | STAGE_2_AI_VERIFIED_WITH_ACTIVITY_PRIORITY | 95.0% | AI_HEADER_VERIFICATION_ACTIVITY_PRIORITY |  |  | HEADER_VERIFICATION | {}
[14 empty] | 0 |  |  |  | EMPTY | [7 empty] | STAGE_1_EMPTY_ROW
C 34 | Providing & making SAUCER drain in concrete of following size to the required slope & Gradient as per EIC instruction. Note : Integrally finished along with basement concrete flooring. | [12 empty] | 0 |  |  | Chunk_30_HEADER | HEADER |  | STRUCTURE_CONCRETE | Concrete |  |  | Foundations (Substructure) | ACTIVITY PRIORITY CORRECTED: Applied STRUCTURE_CONCRETE schema; identified primary activity as making a drain using concrete. | STAGE_2_AI_VERIFIED_WITH_ACTIVITY_PRIORITY | 95.0% | AI_HEADER_VERIFICATION_ACTIVITY_PRIORITY |  |  | HEADER_VERIFICATION | {}
a | Size - 300 x 150 mm depth - Location :Pump room drain |  |  | Rmt | 73 | [5 empty] | 0 | 73 | #ERROR! | #ERROR! | STP - C shape - 33.7 m PHE - L shape - 17.5 m Fire - L shape - 21.37 m |  | Chunk_30 | LINE_ITEM | Rmt | STRUCTURE_CONCRETE | Concrete |  |  | Other Building Elements |  | STAGE_3_ENHANCED_INHERITANCE | 90.0% | ENHANCED_CONTEXT_INHERITANCE | False | False | OVERRIDE_UNIT_CONTRADICTION | {}
b | Size - 300 x 150 mm depth - Location : DWC HDPE |  |  | Rmt | 0 | [5 empty] | 0 | RO | #ERROR! | 0 | As per drawing - 574.21 m As per mail confirmation (dated 14/5/2025) from BEL MEP engineer. Removed saucer drains. |  | Chunk_30 | LINE_ITEM | Rmt | STRUCTURE_CONCRETE | Concrete |  |  | Other Building Elements |  | STAGE_3_ENHANCED_INHERITANCE | 90.0% | ENHANCED_CONTEXT_INHERITANCE | False | False | OVERRIDE_UNIT_CONTRADICTION | {}
c | Size 200 x 150 mm depth |  |  | Rmt | [6 empty] | 0 | RO |  | 0 |  |  | Chunk_30 | LINE_ITEM | Rmt | STRUCTURE_CONCRETE | Concrete |  |  | Other Building Elements |  | STAGE_3_ENHANCED_INHERITANCE | 90.0% | ENHANCED_CONTEXT_INHERITANCE | False | False | OVERRIDE_UNIT_CONTRADICTION | {}
| SITE MIX CONCRETE | [15 empty] | Chunk_30 | LINE_ITEM |  | STRUCTURE_CONCRETE | Site Mix Concrete |  |  | Other Building Elements |  | STAGE_3_ENHANCED_INHERITANCE | 90.0% | ENHANCED_CONTEXT_INHERITANCE | True | False | INHERITED_WITH_MODIFICATION | {}
C 35 | Providing and laying in position Site mixed reinforced cement concrete for following grades of concrete at all levels and heights for any type of RCC member, using ordinary Portland cement of grade 53 from approved manufacturer, M-sand, 20 mm and down size coarse aggregates, necessary admixtures approved by consultants (Conplast SP 430 SRV from Fosroc or Equivalent) including all lead and lift, vibrating, scaffolding wherever necessary, curing, preparing & testing of cubes, wastages and hacking the exposed surfaces wherever directed etc., complete as specified but excluding cost of shuttering, centering and reinforcement. | [15 empty] | Chunk_31_HEADER | HEADER |  | STRUCTURE_CONCRETE | Concrete |  |  | Load-bearing Structural Frame | ACTIVITY PRIORITY CONFIRMED: Laying reinforced cement concrete | STAGE_2_AI_VERIFIED_WITH_ACTIVITY_PRIORITY | 95.0% | AI_HEADER_VERIFICATION_ACTIVITY_PRIORITY |  |  | HEADER_VERIFICATION | {}
| Manufactured sand (M-sand) confirming to approved gradation, admixture of approved make (FOSROC or equivalent) and dosage as per manufacturer specification to be used. | [15 empty] | Chunk_31 | LINE_ITEM |  | STRUCTURE_CONCRETE | Concrete |  |  | Other Building Elements |  | STAGE_3_ENHANCED_INHERITANCE | 90.0% | ENHANCED_CONTEXT_INHERITANCE | True | False | INHERITED_WITH_MODIFICATION | {}
| (For carrying out small volumes of concrete only) | [15 empty] | Chunk_31 | LINE_ITEM |  | STRUCTURE_CONCRETE | Concrete |  |  | Other Building Elements |  | STAGE_3_ENHANCED_INHERITANCE | 90.0% | ENHANCED_CONTEXT_INHERITANCE | True | False | INHERITED_NO_CHANGE | {}
a | M 20 |  |  | Cum | 25 | [5 empty] | 0 | 25 | #ERROR! | #ERROR! | Considered notional quantity as per BEL instruction |  | Chunk_31 | LINE_ITEM | Cum | STRUCTURE_CONCRETE | Concrete | M20 |  | Other Building Elements |  | STAGE_3_ENHANCED_INHERITANCE | 90.0% | ENHANCED_CONTEXT_INHERITANCE | True | False | INHERITED_WITH_MODIFICATION | {}
b | M 25 |  |  | Cum | 25 | [5 empty] | 0 | 25 | #ERROR! | #ERROR! | Considered notional quantity as per BEL instruction |  | Chunk_31 | LINE_ITEM | Cum | STRUCTURE_CONCRETE | Concrete | M25 |  | Other Building Elements |  | STAGE_3_ENHANCED_INHERITANCE | 90.0% | ENHANCED_CONTEXT_INHERITANCE | True | False | INHERITED_WITH_MODIFICATION | {}
| SUB TOTAL - REINFORCEMENT CEMENT CONCRETE WORKS (SMC & RMC) | [12 empty] | 2053594 |  |  | Chunk_31 | LINE_ITEM |  | STRUCTURE_CONCRETE | Concrete |  |  | Other Building Elements |  | STAGE_3_ENHANCED_INHERITANCE | 90.0% | ENHANCED_CONTEXT_INHERITANCE | True | False | INHERITED_NO_CHANGE | {}
D 1 | REINFORCEMENT STEEL WORKS | [15 empty] | Chunk_31 | LINE_ITEM |  | REINFORCEMENT_STEEL | Reinforcement Bars |  |  | Other Building Elements |  | STAGE_3_ENHANCED_INHERITANCE | 90.0% | ENHANCED_CONTEXT_INHERITANCE | False | False | OVERRIDE_NEW_ACTIVITY | {}
| Basic price of Rein.steel is Rs.45,382/MT | [16 empty] | NOTE | [7 empty] | STAGE_1_NOTE_DETECTED
| Supplying, receiving, shifting, stacking of reinforcement steel for all R.C.C. works including, de-coiling, cutting, straightening, bending and placing in position at all levels & double strand binding with approved gauge (18 swg) annealed binding wire. The rate shall include cost of binding wire, spacers, PVC Cover Blocks , only authorized overlaps shall be measured and paid . Rate to include for lead, lift, placing at all levels and as directed by EIC. NOTE: Unless otherwise noted, measurements shall be in accordance with IS 1200-Part 8, subject to following: Reinforcement steel shall be measured only in lengths of bars as actually placed in position on standard weight basis. 1)Rolling margin shall be considered for the purpose of steel reconciliation. 2)Support Chairs provided for slabs/drop panels/footings/rafts equal to /more than 250 mm thick , shall be considered for reconciliation only. 3)Chairs in slabs/drop panels/footings/rafts less than 250 mm depth shall be neither be considered for payment nor reconciliation. 4) Pins/ spacer bars shall not be measured or paid, nor shall be considered for reconciliation. Quoted rate shall be deemed to have considered all above stipulations. | [13 empty] | Qty considered as per Structural consultant BOQ. Qty may vary upon Mr.Murali HS review & comments. |  | Chunk_31 | LINE_ITEM |  | REINFORCEMENT_STEEL | Reinforcement Bars |  |  | Foundations (Substructure) |  | STAGE_3_ENHANCED_INHERITANCE | 90.0% | ENHANCED_CONTEXT_INHERITANCE | True | False | INHERITED_WITH_MODIFICATION | {}
D 1.1 | High yield strength deformed bars conforming to Yst 550 N/ mm2 |  |  | MT | 1760 | 55 | 920 | 1025 | 940 | 155 | 3040 | 4855 | #ERROR! | #ERROR! | 5.4004 |  | Chunk_31 | LINE_ITEM | MT | REINFORCEMENT_STEEL | Reinforcement Bars |  |  | Other Building Elements |  | STAGE_3_ENHANCED_INHERITANCE | 90.0% | ENHANCED_CONTEXT_INHERITANCE | True | False | INHERITED_WITH_MODIFICATION | {}
D 1.2 | Providing and fixing Mechanical Splicing to reinforcement bars using type-2 cold forged parallel threaded sleeve type coupler of approved make of specified dia and grade using high yield strength standard couplers of specially produced steel to join ribbed bearing bars machine cut end to end. Cost to include necessary supply of threaded couplers of various diameters, including reducer couplers wherever required, transportation, coupling at site by mechanical means, threading of reinforcement bars at ends, erection at site, testing of random samples, testing at site, protection of threaded ends using PVC covers, etc., complete. Cost to include necessary testing of joints at site using ultrasonic methods as required by Consultants at intervals. Note: Yield strength of couplers should be equal to or higher than yield strength of rebar. | [12 empty] | 0 |  |  | Chunk_32_HEADER | HEADER |  | REINFORCEMENT_STEEL | Reinforcement Bars |  |  | Other Building Elements | ACTIVITY PRIORITY CONFIRMED: Fixing Mechanical Splicing to reinforcement bars | STAGE_2_AI_VERIFIED_WITH_ACTIVITY_PRIORITY | 95.0% | AI_HEADER_VERIFICATION_ACTIVITY_PRIORITY |  |  | HEADER_VERIFICATION | {}
| Y 32 |  |  | Nos | 500 | 100 |  |  |  |  | 0 | 600 | #ERROR! | #ERROR! | Considered notional quantity. Project head to confirm on the same. |  | Chunk_32 | LINE_ITEM | Nos | REINFORCEMENT_STEEL | Reinforcement Bars |  |  | Other Building Elements |  | STAGE_3_ENHANCED_INHERITANCE | 90.0% | ENHANCED_CONTEXT_INHERITANCE | False | False | OVERRIDE_UNIT_CONTRADICTION | {}
| Y 28 |  |  | Nos | 500 | 100 |  |  |  |  | 0 | 600 | 210 | 126000 |  |  | Chunk_32 | LINE_ITEM | Nos | REINFORCEMENT_STEEL | Reinforcement Bars |  |  | Other Building Elements |  | STAGE_3_ENHANCED_INHERITANCE | 90.0% | ENHANCED_CONTEXT_INHERITANCE | False | False | OVERRIDE_UNIT_CONTRADICTION | {}
| Y 25 |  |  | Nos | 500 | 100 |  |  |  |  | 0 | 600 | #ERROR! | #ERROR! |  |  | Chunk_32 | LINE_ITEM | Nos | REINFORCEMENT_STEEL | Reinforcement Bars |  |  | Other Building Elements |  | STAGE_3_ENHANCED_INHERITANCE | 90.0% | ENHANCED_CONTEXT_INHERITANCE | False | False | OVERRIDE_UNIT_CONTRADICTION | {}
| Y 20 |  |  | Nos | 500 | 100 |  |  |  |  | 0 | 600 | #ERROR! | #ERROR! |  |  | Chunk_32 | LINE_ITEM | Nos | REINFORCEMENT_STEEL | Reinforcement Bars |  |  | Other Building Elements |  | STAGE_3_ENHANCED_INHERITANCE | 90.0% | ENHANCED_CONTEXT_INHERITANCE | False | False | OVERRIDE_UNIT_CONTRADICTION | {}
| Y 16 |  |  | Nos | 500 | 100 |  |  |  |  | 0 | 600 | #ERROR! | #ERROR! |  |  | Chunk_32 | LINE_ITEM | Nos | REINFORCEMENT_STEEL | Reinforcement Bars |  |  | Other Building Elements |  | STAGE_3_ENHANCED_INHERITANCE | 90.0% | ENHANCED_CONTEXT_INHERITANCE | False | False | OVERRIDE_UNIT_CONTRADICTION | {}
| SUB TOTAL - REINFORCEMENT STEEL WORKS | [12 empty] | 126000 |  |  | Chunk_32 | LINE_ITEM |  | REINFORCEMENT_STEEL | Reinforcement Bars |  |  | Other Building Elements |  | STAGE_3_ENHANCED_INHERITANCE | 90.0% | ENHANCED_CONTEXT_INHERITANCE | True | False | INHERITED_NO_CHANGE | {}
E | SHUTTERING WORKS | [15 empty] | Chunk_32 | LINE_ITEM |  | FORMWORK_SHUTTERING | Formwork |  |  | Other Building Elements |  | STAGE_3_ENHANCED_INHERITANCE | 90.0% | ENHANCED_CONTEXT_INHERITANCE | False | False | OVERRIDE_NEW_ACTIVITY | {}
| CONVENTIONAL TYPE SHUTTERING | [15 empty] | Chunk_32 | LINE_ITEM |  | FORMWORK_SHUTTERING | Conventional Type Shuttering |  |  | Other Building Elements |  | STAGE_3_ENHANCED_INHERITANCE | 90.0% | ENHANCED_CONTEXT_INHERITANCE | True | False | INHERITED_WITH_MODIFICATION | {}
| Providing, fabricating and erecting form work at all levels and places and profiles wherever needed/ specified as per drawing including deshuttering, with 12 mm Plastic coated, marine resistant waterproof ply for all vertical & horizontal surfaces with sufficient bracing as approved by EIC. Cost to include designing of proper form work and staging & scaffolding system to suit the requirements, Submission of design calculations and shop drawings for approval, sealing the joints with heavy duty brown self adhesive tape, aligning to line and levels including M.S. Ties, PVC Spacer, Providing openings/ cut-outs/ pockets up to 0.50 sqm of area in plan/ elevation, provision for dowels wherever specified, applying deshuttering chemical, Deshuttering as approved by the consultant etc., complete at all levels, double/ triple heights and profiles. | [15 empty] | Chunk_33_HEADER | HEADER |  | FORMWORK_SHUTTERING | Formwork |  |  | Other Building Elements | ACTIVITY PRIORITY CORRECTED: Classified as secondary category FORMWORK_SHUTTERING as the primary activity is 'erecting form work', which is not a Prime Seven activity. | STAGE_2_AI_VERIFIED_WITH_ACTIVITY_PRIORITY | 95.0% | AI_HEADER_VERIFICATION_ACTIVITY_PRIORITY |  |  | HEADER_VERIFICATION | {}
| Contractors shall submit drawings showing the scheme of formwork (shuttering) for all items of work detailed as under. | [15 empty] | Chunk_33 | LINE_ITEM |  | FORMWORK_SHUTTERING | Formwork |  |  | Other Building Elements |  | STAGE_3_ENHANCED_INHERITANCE | 90.0% | ENHANCED_CONTEXT_INHERITANCE | True | False | INHERITED_NO_CHANGE | {}
| 1) Minimum of 12 mm thick plywood shuttering of suitable density and confirming to IS 4990:2011 shall be considered for all vertical & horizontal surfaces. | [15 empty] | Chunk_33 | LINE_ITEM |  | FORMWORK_SHUTTERING | Plywood Formwork |  |  | Other Building Elements |  | STAGE_3_ENHANCED_INHERITANCE | 90.0% | ENHANCED_CONTEXT_INHERITANCE | True | False | INHERITED_WITH_MODIFICATION | {}
| 2) Contractors shall submit drawings showing the scheme of form work (shuttering) for beams and slabs, areas which project out at various levels as indicated in drgs and this shall be obligatory. | [15 empty] | Chunk_33 | LINE_ITEM |  | FORMWORK_SHUTTERING | Formwork |  |  | Load-bearing Structural Frame |  | STAGE_3_ENHANCED_INHERITANCE | 90.0% | ENHANCED_CONTEXT_INHERITANCE | True | False | INHERITED_NO_CHANGE | {}
| 3) Formwork designed with proposed materials (to be approved prior to making) shall be able to retain its shape, line, dimension, level within the allowable limits of variations. Props shall be only steel props. | [15 empty] | Chunk_33 | LINE_ITEM |  | FORMWORK_SHUTTERING | Formwork |  |  | Other Building Elements |  | STAGE_3_ENHANCED_INHERITANCE | 90.0% | ENHANCED_CONTEXT_INHERITANCE | True | False | INHERITED_WITH_MODIFICATION | {}
| 4) Formwork shall be designed for rigidity, durability, strength, water tightness, easy removal etc., | [15 empty] | Chunk_33 | LINE_ITEM |  | FORMWORK_SHUTTERING | Formwork |  |  | Other Building Elements |  | STAGE_3_ENHANCED_INHERITANCE | 90.0% | ENHANCED_CONTEXT_INHERITANCE | True | False | INHERITED_NO_CHANGE | {}
| 5) Necessary arrangement shall be envisaged to provide camber in beams or slabs as per design. | [15 empty] | Chunk_33 | LINE_ITEM |  | FORMWORK_SHUTTERING | Formwork |  |  | Load-bearing Structural Frame |  | STAGE_3_ENHANCED_INHERITANCE | 90.0% | ENHANCED_CONTEXT_INHERITANCE | True | False | INHERITED_NO_CHANGE | {}
| 6) Formwork for construction joints shall be submitted for approval. | [15 empty] | Chunk_33 | LINE_ITEM |  | FORMWORK_SHUTTERING | Formwork |  |  | Other Building Elements |  | STAGE_3_ENHANCED_INHERITANCE | 90.0% | ENHANCED_CONTEXT_INHERITANCE | True | False | INHERITED_NO_CHANGE | {}
| 7) Rate to include for providing formwork for construction joints / pour strips and nothing extra will be paid in this regard. | [15 empty] | Chunk_33 | LINE_ITEM |  | FORMWORK_SHUTTERING | Formwork |  |  | Other Building Elements |  | STAGE_3_ENHANCED_INHERITANCE | 90.0% | ENHANCED_CONTEXT_INHERITANCE | True | False | INHERITED_NO_CHANGE | {}
| 8) Backproping sequence shall be as per relevant IS code & as approved by EIC. | [15 empty] | Chunk_33 | LINE_ITEM |  | FORMWORK_SHUTTERING | Formwork |  |  | Other Building Elements |  | STAGE_3_ENHANCED_INHERITANCE | 90.0% | ENHANCED_CONTEXT_INHERITANCE | True | False | INHERITED_NO_CHANGE | {}
| 9) Shuttering & deshuttering sequence shall be 100% ,80% & 40% from the slab to be cast respectively & also to conform to relevant IS code. | [15 empty] | Chunk_33 | LINE_ITEM |  | FORMWORK_SHUTTERING | Formwork |  |  | Load-bearing Structural Frame |  | STAGE_3_ENHANCED_INHERITANCE | 90.0% | ENHANCED_CONTEXT_INHERITANCE | True | False | INHERITED_NO_CHANGE | {}
| 10) Bolt holes in the formwork if any , to be properly made good and plugged by suitable means to avoid leakage of slurry. | [15 empty] | Chunk_33 | LINE_ITEM |  | FORMWORK_SHUTTERING | Formwork |  |  | Other Building Elements |  | STAGE_3_ENHANCED_INHERITANCE | 90.0% | ENHANCED_CONTEXT_INHERITANCE | True | False | INHERITED_NO_CHANGE | {}
| 11) Rate to include for sleeves / cutout for pressurization shafts / ducts | [15 empty] | Chunk_33 | LINE_ITEM |  | FORMWORK_SHUTTERING | Formwork |  |  | Other Building Elements |  | STAGE_3_ENHANCED_INHERITANCE | 90.0% | ENHANCED_CONTEXT_INHERITANCE | True | False | INHERITED_NO_CHANGE | {}
| 12) Rate to include for elevation bands /Cornice / fins as shown in the drg. | [15 empty] | Chunk_33 | LINE_ITEM |  | FORMWORK_SHUTTERING | Formwork |  |  | Other Building Elements |  | STAGE_3_ENHANCED_INHERITANCE | 90.0% | ENHANCED_CONTEXT_INHERITANCE | True | False | INHERITED_NO_CHANGE | {}
E 1 | Tower raft / Lift core raft / shear blocks of all shapes & profile as shown in drg |  |  | Sqm | 537 | 0 |  |  |  |  | 0 | 537 | #ERROR! | #ERROR! | Considered lifts core/staricase core walls rafts Towers 1800mm depth - 3 no's - 210.57 Rmt 1500mm depth - 3 no's - 88.42 Rmt 1050mm depth - 1 no's - 23.88 Rmt |  | Chunk_33 | LINE_ITEM | Sqm | FORMWORK_SHUTTERING | Formwork |  |  | Foundations (Substructure) |  | STAGE_3_ENHANCED_INHERITANCE | 90.0% | ENHANCED_CONTEXT_INHERITANCE | True | False | INHERITED_NO_CHANGE | {}
E 2 | Isolated / Combined Footing of all shapes & profile as shown in drg |  |  | Sqm | 2751 | 190 |  |  |  |  | 0 | 2941 | #ERROR! | #ERROR! | For isolated / Combined footings Towers 600mm - depth 4 no's - 32 Rmt 750mm - depth 92 no's - 796 Rmt 900mm - depth 113 no's - 1254 Rmt 1050mm - depth 16 no's - 199 Rmt 1200mm - depth 26 no's - 468 Rmt 1400mm - depth 1 no's - 25 Rmt 1500mm - depth 3 no's - 134 Rmt |  | Chunk_33 | LINE_ITEM | Sqm | FORMWORK_SHUTTERING | Formwork |  |  | Foundations (Substructure) |  | STAGE_3_ENHANCED_INHERITANCE | 90.0% | ENHANCED_CONTEXT_INHERITANCE | True | False | INHERITED_NO_CHANGE | {}
E 3 | Retaining Wall Raft of all profile as shown in drg |  |  | Sqm | 524 | 112 |  |  |  |  | 0 | 636 | #ERROR! | #ERROR! | 600mm thick raft considered as per RFI instruction Club house - 132.05 Sqm Tower Area - 647.18 Sqm |  | Chunk_33 | LINE_ITEM | Sqm | FORMWORK_SHUTTERING | Formwork |  |  | Foundations (Substructure) |  | STAGE_3_ENHANCED_INHERITANCE | 90.0% | ENHANCED_CONTEXT_INHERITANCE | True | False | INHERITED_NO_CHANGE | {}
E 4 | Retaining walls of all profile as shown in drg |  |  | Sqm | 5958 | 1468 |  |  |  |  | 0 | 7426 | #ERROR! | #ERROR! | 300mm thick wall considered as per RFI instruction Club house - 92.56 Rmt Tower Area - 488.15 Rmt |  | Chunk_33 | LINE_ITEM | Sqm | FORMWORK_SHUTTERING | Formwork |  |  | Other Building Elements |  | STAGE_3_ENHANCED_INHERITANCE | 90.0% | ENHANCED_CONTEXT_INHERITANCE | True | False | INHERITED_NO_CHANGE | {}
E 5 | Pedestal for DG |  |  | Sqm | 22 | [5 empty] | 0 | 22 | #ERROR! | #ERROR! | As per RFI confirmation Pedesal 6.75mx2.25mx300mm - 4 no's |  | Chunk_33 | LINE_ITEM | Sqm | FORMWORK_SHUTTERING | Formwork |  |  | Other Building Elements |  | STAGE_3_ENHANCED_INHERITANCE | 90.0% | ENHANCED_CONTEXT_INHERITANCE | True | False | INHERITED_NO_CHANGE | {}
E 6 | Columns / Shear walls (of all shapes & profiles as shown in drawing). (@ all levels) | [12 empty] | 0 |  |  | Chunk_33 | LINE_ITEM |  | FORMWORK_SHUTTERING | Formwork |  |  | Load-bearing Structural Frame |  | STAGE_3_ENHANCED_INHERITANCE | 90.0% | ENHANCED_CONTEXT_INHERITANCE | True | False | INHERITED_NO_CHANGE | {}
| Tower Area | [12 empty] | 0 |  |  | Chunk_34 | LINE_ITEM |  | FORMWORK_SHUTTERING | Formwork |  |  | Other Building Elements |  | STAGE_3_ENHANCED_INHERITANCE | 90.0% | ENHANCED_CONTEXT_INHERITANCE | True | False | INHERITED_NO_CHANGE | {}
a | Foundation to B2 Floor lvl |  |  | Sqm | 1032 | 153 |  |  |  |  | 0 | 1185 | #ERROR! | #ERROR! | 32 no's of columns,0.275 m height 32 no's of columns,0.575 m height 4 no's of columns,0.675 m height 54 no's of columns,0.875 m height 19 no's of columns,1.025 m height 114 no's of columns,1.175 m height |  | Chunk_34 | LINE_ITEM | Sqm | FORMWORK_SHUTTERING | Formwork |  |  | Foundations (Substructure) |  | STAGE_3_ENHANCED_INHERITANCE | 90.0% | ENHANCED_CONTEXT_INHERITANCE | True | False | INHERITED_WITH_MODIFICATION | {}
b | B2 to B1 floor lvl |  |  | Sqm | 4302 | 467 |  |  |  |  | 0 | 4769 | #ERROR! | #ERROR! | 255 no's of columns,3.3 m height |  | Chunk_34 | LINE_ITEM | Sqm | FORMWORK_SHUTTERING | Formwork |  |  | Other Building Elements |  | STAGE_3_ENHANCED_INHERITANCE | 90.0% | ENHANCED_CONTEXT_INHERITANCE | True | False | INHERITED_WITH_MODIFICATION | {}
c | B1 to Ground floor lvl |  |  | Sqm | 5590 | 297 |  |  |  |  | 0 | 5887 | #ERROR! | #ERROR! | 184 no's of columns,4.5 m height 71 no's of columns,3.8 m height |  | Chunk_34 | LINE_ITEM | Sqm | FORMWORK_SHUTTERING | Formwork |  |  | Other Building Elements |  | STAGE_3_ENHANCED_INHERITANCE | 90.0% | ENHANCED_CONTEXT_INHERITANCE | True | False | INHERITED_WITH_MODIFICATION | {}
d | Ground floor lvl to 1st floor |  |  | Sqm |  |  | 194 | 393 | 381 | 461 | 1429 | 1429 | #ERROR! | #ERROR! | Line Item contains: Parking area columns and shear walls at the ground floor. Note: The Project Head must review and confirm whether the quantity should remain under this line item or be reallocated under Aluminium Formwork. |  | Chunk_34 | LINE_ITEM | Sqm | FORMWORK_SHUTTERING | Formwork |  |  | Other Building Elements |  | STAGE_3_ENHANCED_INHERITANCE | 90.0% | ENHANCED_CONTEXT_INHERITANCE | True | False | INHERITED_WITH_MODIFICATION | {}
e | 1st to 5th floor |  |  | Sqm |  |  | 48 | 97 | 74 | 2165 | 2384 | 2384 | #ERROR! | #ERROR! | As per BEL instructions - Club house sloped wall considered as RC walls. However, Architectute shows it as block work. Project head to confirm if block work is required |  | Chunk_34 | LINE_ITEM | Sqm | FORMWORK_SHUTTERING | Formwork |  |  | Other Building Elements |  | STAGE_3_ENHANCED_INHERITANCE | 90.0% | ENHANCED_CONTEXT_INHERITANCE | True | False | INHERITED_WITH_MODIFICATION | {}
f | 6th to 10th floor | [8 empty] | 1557 | 1557 | 1557 | #ERROR! | #ERROR! | As per BEL instructions - Club house sloped wall considered as RC walls. However, Architectute shows it as block work. Project head to confirm if block work is required |  | Chunk_34 | LINE_ITEM |  | FORMWORK_SHUTTERING | Formwork |  |  | Other Building Elements |  | STAGE_3_ENHANCED_INHERITANCE | 90.0% | ENHANCED_CONTEXT_INHERITANCE | True | False | INHERITED_NO_CHANGE | {}
| Non Tower Area | [12 empty] | 0 |  |  | Chunk_34 | LINE_ITEM |  | FORMWORK_SHUTTERING | Formwork |  |  | Other Building Elements |  | STAGE_3_ENHANCED_INHERITANCE | 90.0% | ENHANCED_CONTEXT_INHERITANCE | True | False | INHERITED_NO_CHANGE | {}
a | Foundation to B2 Floor lvl |  |  | Sqm | 249 | [5 empty] | 0 | 249 | #ERROR! | #ERROR! | 2 no's of columns,1.025 m height 5 no's of columns,0.425 m height 2 no's of columns,0.775 m height 90 no's of columns,1.325 m height |  | Chunk_34 | LINE_ITEM | Sqm | FORMWORK_SHUTTERING | Formwork |  |  | Foundations (Substructure) |  | STAGE_3_ENHANCED_INHERITANCE | 90.0% | ENHANCED_CONTEXT_INHERITANCE | True | False | INHERITED_WITH_MODIFICATION | {}
b | B2 to B1 floor lvl |  |  | Sqm | 574 | [5 empty] | 0 | 574 | #ERROR! | #ERROR! | 108 no's of columns,3.3 m height |  | Chunk_34 | LINE_ITEM | Sqm | FORMWORK_SHUTTERING | Formwork |  |  | Other Building Elements |  | STAGE_3_ENHANCED_INHERITANCE | 90.0% | ENHANCED_CONTEXT_INHERITANCE | True | False | INHERITED_WITH_MODIFICATION | {}
c | B1 to Ground floor lvl |  |  | Sqm | 680 | [5 empty] | 0 | 680 | #ERROR! | #ERROR! | 108 no's of columns,3.8 m height |  | Chunk_34 | LINE_ITEM | Sqm | FORMWORK_SHUTTERING | Formwork |  |  | Other Building Elements |  | STAGE_3_ENHANCED_INHERITANCE | 90.0% | ENHANCED_CONTEXT_INHERITANCE | True | False | INHERITED_WITH_MODIFICATION | {}
[14 empty] | 0 |  |  |  | EMPTY | [7 empty] | STAGE_1_EMPTY_ROW
E 7 | Column Capital of different thickness @ different level, etc., In all floors as per drg. | [12 empty] | 0 |  |  | Chunk_34 | LINE_ITEM |  | FORMWORK_SHUTTERING | Formwork |  |  | Load-bearing Structural Frame |  | STAGE_3_ENHANCED_INHERITANCE | 90.0% | ENHANCED_CONTEXT_INHERITANCE | True | False | INHERITED_NO_CHANGE | {}
a | B2 Floor |  |  | Sqm | 208 | 0 |  |  |  |  | 0 | 208 | #ERROR! | #ERROR! | 698.68 Sqm - 450mm depth Sides - 1040 Rmt & 200mm height |  | Chunk_34 | LINE_ITEM | Sqm | FORMWORK_SHUTTERING | Formwork |  |  | Other Building Elements |  | STAGE_3_ENHANCED_INHERITANCE | 90.0% | ENHANCED_CONTEXT_INHERITANCE | True | False | INHERITED_NO_CHANGE | {}
b | B1 floor |  |  | Sqm | 208 | 0 |  |  |  |  | 0 | 208 | #ERROR! | #ERROR! | 698.68 Sqm - 450mm depth Sides - 1040 Rmt & 200mm height |  | Chunk_34 | LINE_ITEM | Sqm | FORMWORK_SHUTTERING | Formwork |  |  | Other Building Elements |  | STAGE_3_ENHANCED_INHERITANCE | 90.0% | ENHANCED_CONTEXT_INHERITANCE | True | False | INHERITED_NO_CHANGE | {}
[14 empty] | 0 |  |  |  | EMPTY | [7 empty] | STAGE_1_EMPTY_ROW
E 8 | Beams of all shapes, width and depths (Upstand, down stand & cantilever beam , Girder Beams of all profiles as shown in drg). @ all floors | [12 empty] | 0 |  |  | Chunk_34 | LINE_ITEM |  | FORMWORK_SHUTTERING | Formwork |  |  | Load-bearing Structural Frame |  | STAGE_3_ENHANCED_INHERITANCE | 90.0% | ENHANCED_CONTEXT_INHERITANCE | True | False | INHERITED_WITH_MODIFICATION | {}
a | B1 Floor lvl |  |  | Sqm | 1675 | [5 empty] | 0 | 1675 | #ERROR! | #ERROR! | Basement 01 0.25 x 0.6 m - 1311.59m 0.45 x 0.6 m - 84.67m 0.2 x 0.6 m - 77.38m 0.4 x 0.6 m - 18.79m 0.25 x 0.85 m - 5.45m 0.3 x 0.6 m - 4.2m 0.25 x 1.3 m - 4.07m 0.2 x 0.825 m - 3.6m 0.2 x 0.45 m - 3.2m 0.2 x 0.75 m - 3.07m 0.25 x 0.95 m - 2.2m |  | Chunk_34 | LINE_ITEM | Sqm | FORMWORK_SHUTTERING | Formwork |  |  | Other Building Elements |  | STAGE_3_ENHANCED_INHERITANCE | 90.0% | ENHANCED_CONTEXT_INHERITANCE | True | False | INHERITED_NO_CHANGE | {}
b | Ground floor |  |  | Sqm | 954 |  |  |  |  | 171 | 171 | 1125 | #ERROR! | #ERROR! | Ground floor 0.25 x 0.6 m - 643.49m 0.45 x 0.6 m - 79.65m 0.2 x 0.6 m - 56.8m 0.4 x 0.6 m - 18.78m 0.25 x 0.5 m - 12.39m 0.135 x 0.285 m - 8.42m 0.15 x 0.285 m - 4.34m 0.3 x 0.6 m - 4.2m 0.13 x 0.285 m - 2.79m 0.15 x 0.3 m - 2.54m |  | Chunk_34 | LINE_ITEM | Sqm | FORMWORK_SHUTTERING | Formwork |  |  | Other Building Elements |  | STAGE_3_ENHANCED_INHERITANCE | 90.0% | ENHANCED_CONTEXT_INHERITANCE | True | False | INHERITED_NO_CHANGE | {}
| 1st to 5th floor | [8 empty] | 666 | 666 | 666 | #ERROR! | #ERROR! |  |  | Chunk_34 | LINE_ITEM |  | FORMWORK_SHUTTERING | Formwork |  |  | Other Building Elements |  | STAGE_3_ENHANCED_INHERITANCE | 90.0% | ENHANCED_CONTEXT_INHERITANCE | True | False | INHERITED_NO_CHANGE | {}
| 6th to 10th floor | [8 empty] | 701 | 701 | 701 | #ERROR! | #ERROR! |  |  | Chunk_34 | LINE_ITEM |  | FORMWORK_SHUTTERING | Formwork |  |  | Other Building Elements |  | STAGE_3_ENHANCED_INHERITANCE | 90.0% | ENHANCED_CONTEXT_INHERITANCE | True | False | INHERITED_NO_CHANGE | {}
[14 empty] | 0 |  |  |  | EMPTY | [7 empty] | STAGE_1_EMPTY_ROW
E 8.1 | Girder Beams of all shapes, width and depths as shown in drg (Up stand, down stand & cantilever beam as indicated) | [12 empty] | 0 |  |  | Chunk_34 | LINE_ITEM |  | FORMWORK_SHUTTERING | Formwork |  |  | Load-bearing Structural Frame |  | STAGE_3_ENHANCED_INHERITANCE | 90.0% | ENHANCED_CONTEXT_INHERITANCE | True | False | INHERITED_WITH_MODIFICATION | {}
a | Ground floor |  |  | Sqm | 441 | [5 empty] | 0 | 441 | #ERROR! | #ERROR! | Grider beams (Beams of size 700mm and above are considered as girder beams) 0.25 x 0.75 m - 486.75m 0.25 x 0.85 m - 213.72m 0.25 x 0.95 m - 78.07m 0.25 x 1.3 m - 40.3m 0.25 x 0.8 m - 37.74m 0.25 x 0.7 m - 25.33m 0.2 x 0.75 m - 16.35m 0.2 x 0.8 m - 8.75m 0.2 x 0.825 m - 8.03m 0.2 x 0.85 m - 6.2m 0.25 x 1.1 m - 6.07m 0.25 x 0.9 m - 3.27m 0.77 x 0.75 m - 3.26m 0.2 x 0.9 m - 2.96m 0.2 x 0.95 m - 2.92m |  | Chunk_35 | LINE_ITEM | Sqm | FORMWORK_SHUTTERING | Formwork |  |  | Other Building Elements |  | STAGE_3_ENHANCED_INHERITANCE | 90.0% | ENHANCED_CONTEXT_INHERITANCE | True | False | INHERITED_NO_CHANGE | {}
b | First floor |  |  | Sqm |  |  | 231 | 280 | 238 |  | 749 | 749 | #ERROR! | #ERROR! |  |  | Chunk_35 | LINE_ITEM | Sqm | FORMWORK_SHUTTERING | Formwork |  |  | Other Building Elements |  | STAGE_3_ENHANCED_INHERITANCE | 90.0% | ENHANCED_CONTEXT_INHERITANCE | True | False | INHERITED_NO_CHANGE | {}
b | Second floor |  |  | Sqm |  |  | 71 | 93 | 113 |  | 277 | 277 | #ERROR! | #ERROR! |  |  | Chunk_35 | LINE_ITEM | Sqm | FORMWORK_SHUTTERING | Formwork |  |  | Other Building Elements |  | STAGE_3_ENHANCED_INHERITANCE | 90.0% | ENHANCED_CONTEXT_INHERITANCE | True | False | INHERITED_NO_CHANGE | {}
[14 empty] | 0 |  |  |  | EMPTY | [7 empty] | STAGE_1_EMPTY_ROW
E 9 | Lintels & Sill beams @ all levels as shown in drg |  |  | Sqm | 49 |  |  |  |  | 101 | 101 | 150 | #ERROR! | #ERROR! | Lintel at all levels 0.16 x 0.15 m - 64.35m 0.1 x 0.15 m - 9m 0.2 x 0.15 m - 42.86m |  | Chunk_35 | LINE_ITEM | Sqm | FORMWORK_SHUTTERING | Formwork |  |  | Load-bearing Structural Frame |  | STAGE_3_ENHANCED_INHERITANCE | 90.0% | ENHANCED_CONTEXT_INHERITANCE | True | False | INHERITED_NO_CHANGE | {}
[14 empty] | 0 |  |  |  | EMPTY | [7 empty] | STAGE_1_EMPTY_ROW
E 10 | Chejjas / Window projections / balcony Door Projection at all levels as indicated in the dwg & at locations wherever directed by EIC. |  |  | Sqm | [6 empty] | 0 | RO | #ERROR! | 0 |  |  | Chunk_35 | LINE_ITEM | Sqm | FORMWORK_SHUTTERING | Formwork |  |  | Other Building Elements |  | STAGE_3_ENHANCED_INHERITANCE | 90.0% | ENHANCED_CONTEXT_INHERITANCE | True | False | INHERITED_NO_CHANGE | {}
[14 empty] | 0 |  |  |  | EMPTY | [7 empty] | STAGE_1_EMPTY_ROW
E 11 | NON STRUCTURAL WALLS / Parasol structure / Elevational Feature walls (of all shapes & profiles as shown in drg). (@ all levels) |  |  | Sqm | [6 empty] | 0 | RO | #ERROR! | 0 |  |  | Chunk_35 | LINE_ITEM | Sqm | FORMWORK_SHUTTERING | Formwork |  |  | Load-bearing Structural Frame |  | STAGE_3_ENHANCED_INHERITANCE | 90.0% | ENHANCED_CONTEXT_INHERITANCE | True | False | INHERITED_NO_CHANGE | {}
[14 empty] | 0 |  |  |  | EMPTY | [7 empty] | STAGE_1_EMPTY_ROW
E 12 | Slabs of different thickness including sunken slabs, cantilever balconies, ledges, sloped roof, slab projections and for canopies at different level, etc., In all floors | [12 empty] | 0 |  |  | Chunk_35 | LINE_ITEM |  | FORMWORK_SHUTTERING | Formwork |  |  | Load-bearing Structural Frame |  | STAGE_3_ENHANCED_INHERITANCE | 90.0% | ENHANCED_CONTEXT_INHERITANCE | True | False | INHERITED_WITH_MODIFICATION | {}
a | B1 Floor lvl |  |  | Sqm | 8698 | 984 |  |  |  |  | 0 | 9682 | #ERROR! | #ERROR! | BF01 Area - 8697 sqm 250mm thick - 6137 sqm (Columns capital 697 sqm) 150mm thick - 2560 sqm |  | Chunk_35 | LINE_ITEM | Sqm | FORMWORK_SHUTTERING | Formwork |  |  | Other Building Elements |  | STAGE_3_ENHANCED_INHERITANCE | 90.0% | ENHANCED_CONTEXT_INHERITANCE | True | False | INHERITED_NO_CHANGE | {}
b | Ground floor |  |  | Sqm | 8822 | 0 |  |  |  | 984 | 984 | 9806 | #ERROR! | #ERROR! | GF Area - 8685 sqm 250mm thick - 6131 sqm (Columns capital 697 sqm) 150mm thick - 1863 sqm 135mm thick - 691 sqm |  | Chunk_35 | LINE_ITEM | Sqm | FORMWORK_SHUTTERING | Formwork |  |  | Other Building Elements |  | STAGE_3_ENHANCED_INHERITANCE | 90.0% | ENHANCED_CONTEXT_INHERITANCE | True | False | INHERITED_NO_CHANGE | {}
c | 1st to 5th floor |  |  | Sqm | [5 empty] | 583 | 583 | 583 | #ERROR! | #ERROR! |  |  | Chunk_35 | LINE_ITEM | Sqm | FORMWORK_SHUTTERING | Formwork |  |  | Other Building Elements |  | STAGE_3_ENHANCED_INHERITANCE | 90.0% | ENHANCED_CONTEXT_INHERITANCE | True | False | INHERITED_NO_CHANGE | {}
d | 6th to 10th floor |  |  | Sqm | [5 empty] | 865 | 865 | 865 | #ERROR! | #ERROR! |  |  | Chunk_35 | LINE_ITEM | Sqm | FORMWORK_SHUTTERING | Formwork |  |  | Other Building Elements |  | STAGE_3_ENHANCED_INHERITANCE | 90.0% | ENHANCED_CONTEXT_INHERITANCE | True | False | INHERITED_NO_CHANGE | {}
[14 empty] | 0 |  |  |  | EMPTY | [7 empty] | STAGE_1_EMPTY_ROW
E 13 | Same as above item E 12 but for Electrical, communication, PHE, FHC & Basement Ventilation shaft cover slabs cast @ all heights, rate to include for providing cut outs if required as per instructions of EIC. |  |  | Sqm | 21 | [5 empty] | 0 | 21 | #ERROR! | #ERROR! | Podium level ventilation shaft cover slab - 150 thick |  | Chunk_35 | LINE_ITEM | Sqm | FORMWORK_SHUTTERING | Formwork |  |  | Foundations (Substructure) |  | STAGE_3_ENHANCED_INHERITANCE | 90.0% | ENHANCED_CONTEXT_INHERITANCE | True | False | INHERITED_NO_CHANGE | {}
E 13.1 | Basement Ventilation shaft foundation & walls |  |  | Sqm | 808 | [5 empty] | 0 | 808 | #ERROR! | #ERROR! | Basement ventilation shaft foundation and walls |  | Chunk_35 | LINE_ITEM | Sqm | FORMWORK_SHUTTERING | Formwork |  |  | Foundations (Substructure) |  | STAGE_3_ENHANCED_INHERITANCE | 90.0% | ENHANCED_CONTEXT_INHERITANCE | True | False | INHERITED_NO_CHANGE | {}
[14 empty] | 0 |  |  |  | EMPTY | [7 empty] | STAGE_1_EMPTY_ROW
E 14 | Nibs / Pardi walls / Upstand / Planter walls / toe wall at all levels as shown in drg. |  |  | Sqm |  |  | 64 | 64 | 64 |  | 192 | 192 | #ERROR! | #ERROR! | Planters assumed near entrance lobby since the details are not available 02 no's of 1500x600mm - 1.5m depth 01 no's of 2000x1200mm - 1.5m depth |  | Chunk_35 | LINE_ITEM | Sqm | FORMWORK_SHUTTERING | Formwork |  |  | Other Building Elements |  | STAGE_3_ENHANCED_INHERITANCE | 90.0% | ENHANCED_CONTEXT_INHERITANCE | True | False | INHERITED_NO_CHANGE | {}
[14 empty] | 0 |  |  |  | EMPTY | [7 empty] | STAGE_1_EMPTY_ROW
E 15 | Waist slab type - RC Staircase including stringer beams, beams ,landings and midlandings @ all lvl as per drg. | [12 empty] | 0 | Considered as per standard typical staircase drawing |  | Chunk_35 | LINE_ITEM |  | STRUCTURE_CONCRETE | Concrete |  |  | Load-bearing Structural Frame |  | STAGE_3_ENHANCED_INHERITANCE | 90.0% | ENHANCED_CONTEXT_INHERITANCE | False | False | OVERRIDE_NEW_ACTIVITY | {}
a | B2 to B1 floor lvl |  |  | Sqm | 96 |  |  |  |  | 48 | 48 | 144 | #ERROR! | #ERROR! | Fires stairs not considered for basements as per architectural drawings |  | Chunk_35 | LINE_ITEM | Sqm | FORMWORK_SHUTTERING | Formwork |  |  | Other Building Elements |  | STAGE_3_ENHANCED_INHERITANCE | 90.0% | ENHANCED_CONTEXT_INHERITANCE | True | False | INHERITED_NO_CHANGE | {}
b | B1 to Ground floor lvl |  |  | Sqm | 143 |  |  |  |  | 45 | 45 | 188 | #ERROR! | #ERROR! | Fires stairs not considered for basements as per architectural drawings |  | Chunk_35 | LINE_ITEM | Sqm | FORMWORK_SHUTTERING | Formwork |  |  | Other Building Elements |  | STAGE_3_ENHANCED_INHERITANCE | 90.0% | ENHANCED_CONTEXT_INHERITANCE | True | False | INHERITED_NO_CHANGE | {}
c | Grounf floor to 1st floor lvl |  |  | Sqm | [5 empty] | 47 | 47 | 47 | #ERROR! | #ERROR! |  |  | Chunk_35 | LINE_ITEM | Sqm | FORMWORK_SHUTTERING | Formwork |  |  | Other Building Elements |  | STAGE_3_ENHANCED_INHERITANCE | 90.0% | ENHANCED_CONTEXT_INHERITANCE | True | False | INHERITED_NO_CHANGE | {}
d | 1st to 5th floor lvl |  |  | Sqm | [5 empty] | 235 | 235 | 235 | #ERROR! | #ERROR! |  |  | Chunk_35 | LINE_ITEM | Sqm | FORMWORK_SHUTTERING | Formwork |  |  | Other Building Elements |  | STAGE_3_ENHANCED_INHERITANCE | 90.0% | ENHANCED_CONTEXT_INHERITANCE | True | False | INHERITED_NO_CHANGE | {}
e | 6th to 10th floor lvl |  |  | Sqm | [5 empty] | 141 | 141 | 141 | #ERROR! | #ERROR! |  |  | Chunk_35 | LINE_ITEM | Sqm | FORMWORK_SHUTTERING | Formwork |  |  | Other Building Elements |  | STAGE_3_ENHANCED_INHERITANCE | 90.0% | ENHANCED_CONTEXT_INHERITANCE | True | False | INHERITED_NO_CHANGE | {}
[14 empty] | 0 |  |  |  | EMPTY | [7 empty] | STAGE_1_EMPTY_ROW
E 16 | RAMP CONCRETE WORKS | [12 empty] | 0 |  |  | Chunk_36 | LINE_ITEM |  | STRUCTURE_CONCRETE | Concrete |  |  | Other Building Elements |  | STAGE_3_ENHANCED_INHERITANCE | 90.0% | ENHANCED_CONTEXT_INHERITANCE | False | False | OVERRIDE_NEW_ACTIVITY | {}
a | Ramp slab & Beams |  |  | Sqm | 1173 | [5 empty] | 0 | 1173 | #ERROR! | #ERROR! | Basement 02 - 150mm thick - 93 sqm Basement 02 - 250mm thick - 235 sqm Basement 01 - 250mm thick - 328 sqm Ground Floor - 150mm thick - 378 sqm |  | Chunk_36 | LINE_ITEM | Sqm | FORMWORK_SHUTTERING | Formwork |  |  | Load-bearing Structural Frame |  | STAGE_3_ENHANCED_INHERITANCE | 90.0% | ENHANCED_CONTEXT_INHERITANCE | True | False | INHERITED_WITH_MODIFICATION | {}
b | Ramp Side walls |  |  | Sqm | 590 | [5 empty] | 0 | 590 | #ERROR! | #ERROR! | RC Side walls - 750mm height Basement 02 - For Plum filling - 0.2 x 0.91 m - 20 m Basement 02 - For Plum filling - 0.2 x 0.91 m - 9.9 m Parapet - 0.2 x 0.75 m - 111.6 m Ground- For Plum filling - 0.2 x 2.15 m - 84.4 m |  | Chunk_36 | LINE_ITEM | Sqm | FORMWORK_SHUTTERING | Formwork |  |  | Other Building Elements |  | STAGE_3_ENHANCED_INHERITANCE | 90.0% | ENHANCED_CONTEXT_INHERITANCE | True | False | INHERITED_WITH_MODIFICATION | {}
[14 empty] | 0 |  |  |  | EMPTY | [7 empty] | STAGE_1_EMPTY_ROW
E 17 | UG SUMP TANK (Phase 1 & 2) | [12 empty] | 0 | Raw water, Treated water and fire tank |  | Chunk_36 | LINE_ITEM |  | FORMWORK_SHUTTERING | Formwork |  |  | Other Building Elements |  | STAGE_3_ENHANCED_INHERITANCE | 90.0% | ENHANCED_CONTEXT_INHERITANCE | True | False | INHERITED_NO_CHANGE | {}
a | In Raft/ Bottom Slab |  |  | Sqm | 61 | [5 empty] | 0 | 61 | #ERROR! | #ERROR! | Pump room - 300mm thick Tank area - 450mm thick |  | Chunk_36 | LINE_ITEM | Sqm | FORMWORK_SHUTTERING | Formwork |  |  | Foundations (Substructure) |  | STAGE_3_ENHANCED_INHERITANCE | 90.0% | ENHANCED_CONTEXT_INHERITANCE | True | False | INHERITED_WITH_MODIFICATION | {}
b | In Walls |  |  | Sqm | 1549 | [5 empty] | 0 | 1549 | #ERROR! | #ERROR! | Pump room - 300mm thick & 4.8m height Tank area - 300mm thick & 4.2m height |  | Chunk_36 | LINE_ITEM | Sqm | FORMWORK_SHUTTERING | Formwork |  |  | Other Building Elements |  | STAGE_3_ENHANCED_INHERITANCE | 90.0% | ENHANCED_CONTEXT_INHERITANCE | True | False | INHERITED_WITH_MODIFICATION | {}
c | Platform lvl slab , Top slab & Beams |  |  | Sqm | 586 | [5 empty] | 0 | 586 | #ERROR! | #ERROR! | Top slab - 350mm thick Platform slab - 150mm thick |  | Chunk_36 | LINE_ITEM | Sqm | FORMWORK_SHUTTERING | Formwork |  |  | Load-bearing Structural Frame |  | STAGE_3_ENHANCED_INHERITANCE | 90.0% | ENHANCED_CONTEXT_INHERITANCE | True | False | INHERITED_WITH_MODIFICATION | {}
d | Steps & pump room stairs |  |  | Sqm | 25 | [5 empty] | 0 | 25 | #ERROR! | #ERROR! | PHE & Fire pump room stairs |  | Chunk_36 | LINE_ITEM | Sqm | FORMWORK_SHUTTERING | Formwork |  |  | Other Building Elements |  | STAGE_3_ENHANCED_INHERITANCE | 90.0% | ENHANCED_CONTEXT_INHERITANCE | True | False | INHERITED_WITH_MODIFICATION | {}
[14 empty] | 0 |  |  |  | EMPTY | [7 empty] | STAGE_1_EMPTY_ROW
E 18 | SEWAGE TREATMENT PLANT (Phase 1 & 2) | [12 empty] | 0 |  |  | Chunk_36 | LINE_ITEM |  | FORMWORK_SHUTTERING | Formwork |  |  | Other Building Elements |  | STAGE_3_ENHANCED_INHERITANCE | 90.0% | ENHANCED_CONTEXT_INHERITANCE | True | False | INHERITED_NO_CHANGE | {}
a | Raft/ Bottom Slab |  |  | Sqm | 53 | [5 empty] | 0 | 53 | #ERROR! | #ERROR! | Pump room - 300mm thick Tank area - 500mm thick |  | Chunk_36 | LINE_ITEM | Sqm | FORMWORK_SHUTTERING | Formwork |  |  | Foundations (Substructure) |  | STAGE_3_ENHANCED_INHERITANCE | 90.0% | ENHANCED_CONTEXT_INHERITANCE | True | False | INHERITED_WITH_MODIFICATION | {}
b | Side wall / Columns |  |  | Sqm | 2021 | [5 empty] | 0 | 2021 | #ERROR! | #ERROR! | Pump room - 400mm thick & 4.8m height Alround length - 400 thick & 7.0 height Internal wall - 350mm thick & 4.15m height |  | Chunk_36 | LINE_ITEM | Sqm | FORMWORK_SHUTTERING | Formwork |  |  | Load-bearing Structural Frame |  | STAGE_3_ENHANCED_INHERITANCE | 90.0% | ENHANCED_CONTEXT_INHERITANCE | True | False | INHERITED_WITH_MODIFICATION | {}
c | Platform lvl slab , Top slab & Beams |  |  | Sqm | 555 | [5 empty] | 0 | 555 | #ERROR! | #ERROR! | Top slab - 450mm thick Platform slab - 150mm thick |  | Chunk_36 | LINE_ITEM | Sqm | FORMWORK_SHUTTERING | Formwork |  |  | Load-bearing Structural Frame |  | STAGE_3_ENHANCED_INHERITANCE | 90.0% | ENHANCED_CONTEXT_INHERITANCE | True | False | INHERITED_WITH_MODIFICATION | {}
d | Steps & pump room stairs |  |  | Sqm | 25 | [5 empty] | 0 | 25 | #ERROR! | #ERROR! | STP pump room stairs |  | Chunk_36 | LINE_ITEM | Sqm | FORMWORK_SHUTTERING | Formwork |  |  | Other Building Elements |  | STAGE_3_ENHANCED_INHERITANCE | 90.0% | ENHANCED_CONTEXT_INHERITANCE | True | False | INHERITED_NO_CHANGE | {}
[14 empty] | 0 |  |  |  | EMPTY | [7 empty] | STAGE_1_EMPTY_ROW
E 19 | RAIN WATER SUMP | [12 empty] | 0 |  |  | Chunk_36 | LINE_ITEM |  | FORMWORK_SHUTTERING | Formwork |  |  | Other Building Elements |  | STAGE_3_ENHANCED_INHERITANCE | 90.0% | ENHANCED_CONTEXT_INHERITANCE | True | False | INHERITED_NO_CHANGE | {}
a | Bottom Slab |  |  | Sqm | 39 | [5 empty] | 0 | 39 | #ERROR! | #ERROR! | Base slab - 500mm thick |  | Chunk_36 | LINE_ITEM | Sqm | FORMWORK_SHUTTERING | Formwork |  |  | Load-bearing Structural Frame |  | STAGE_3_ENHANCED_INHERITANCE | 90.0% | ENHANCED_CONTEXT_INHERITANCE | True | False | INHERITED_NO_CHANGE | {}
b | Walls |  |  | Sqm | 467 | [5 empty] | 0 | 467 | #ERROR! | #ERROR! | Alround length - 300 thick & 4.3 height |  | Chunk_36 | LINE_ITEM | Sqm | FORMWORK_SHUTTERING | Formwork |  |  | Other Building Elements |  | STAGE_3_ENHANCED_INHERITANCE | 90.0% | ENHANCED_CONTEXT_INHERITANCE | True | False | INHERITED_NO_CHANGE | {}
c | Top Slab |  |  | Sqm | 83 | [5 empty] | 0 | 83 | #ERROR! | #ERROR! | Top slab - 250mm thick |  | Chunk_36 | LINE_ITEM | Sqm | FORMWORK_SHUTTERING | Formwork |  |  | Load-bearing Structural Frame |  | STAGE_3_ENHANCED_INHERITANCE | 90.0% | ENHANCED_CONTEXT_INHERITANCE | True | False | INHERITED_NO_CHANGE | {}
[14 empty] | 0 |  |  |  | EMPTY | [7 empty] | STAGE_1_EMPTY_ROW
E 19.1 | STORM WATER SUMP | [12 empty] | 0 | Structural drawing not available Wall thickness considered as per MEP drawings Bottom & Top slab thickness same as rain water tank drawings Ground floor level - Capacity 125 Cum - 1 no's Basement 02 level - Capacity 20 Cum - 2 no's |  | Chunk_36 | LINE_ITEM |  | FORMWORK_SHUTTERING | Formwork |  |  | Other Building Elements |  | STAGE_3_ENHANCED_INHERITANCE | 90.0% | ENHANCED_CONTEXT_INHERITANCE | True | False | INHERITED_NO_CHANGE | {}
a | Bottom Slab |  |  | Sqm | 38 | [5 empty] | 0 | 38 | #ERROR! | #ERROR! | Base slab - 450mm thick For Basment sump 01 - 600mm thick (Overlaps retaining wall) |  | Chunk_36 | LINE_ITEM | Sqm | FORMWORK_SHUTTERING | Formwork |  |  | Load-bearing Structural Frame |  | STAGE_3_ENHANCED_INHERITANCE | 90.0% | ENHANCED_CONTEXT_INHERITANCE | True | False | INHERITED_NO_CHANGE | {}
b | Walls |  |  | Sqm | 475 | [5 empty] | 0 | 475 | #ERROR! | #ERROR! | Alround length - 200 thick Basment sump 01 - 300mm thick for one wall wchich overlaps with retaining wall |  | Chunk_36 | LINE_ITEM | Sqm | FORMWORK_SHUTTERING | Formwork |  |  | Other Building Elements |  | STAGE_3_ENHANCED_INHERITANCE | 90.0% | ENHANCED_CONTEXT_INHERITANCE | True | False | INHERITED_NO_CHANGE | {}
c | Top Slab |  |  | Sqm | 121 | [5 empty] | 0 | 121 | #ERROR! | #ERROR! | Top slab - 250mm thick |  | Chunk_37 | LINE_ITEM | Sqm | FORMWORK_SHUTTERING | Formwork |  |  | Load-bearing Structural Frame |  | STAGE_3_ENHANCED_INHERITANCE | 90.0% | ENHANCED_CONTEXT_INHERITANCE | True | False | INHERITED_NO_CHANGE | {}
[14 empty] | 0 |  |  |  | EMPTY | [7 empty] | STAGE_1_EMPTY_ROW
E 20 | OHT (Phase 1 & 2) | [12 empty] | 0 | Structural drawing not available Wall thickness considered as per MEP drawings Bottom & Top slab thickness same as rain water tank drawings Considered 3 no's for 3 Towers |  | Chunk_37 | LINE_ITEM |  | FORMWORK_SHUTTERING | Formwork |  |  | Other Building Elements |  | STAGE_3_ENHANCED_INHERITANCE | 90.0% | ENHANCED_CONTEXT_INHERITANCE | True | False | INHERITED_NO_CHANGE | {}
a | Bottom Slab |  |  | Sqm |  |  | 34 | 34 | 34 | 17 | 119 | 119 | #ERROR! | #ERROR! |  |  | Chunk_37 | LINE_ITEM | Sqm | FORMWORK_SHUTTERING | Formwork |  |  | Load-bearing Structural Frame |  | STAGE_3_ENHANCED_INHERITANCE | 90.0% | ENHANCED_CONTEXT_INHERITANCE | True | False | INHERITED_NO_CHANGE | {}
b | Walls |  |  | Sqm |  |  | 188 | 188 | 188 | 72 | 636 | 636 | #ERROR! | #ERROR! |  |  | Chunk_37 | LINE_ITEM | Sqm | FORMWORK_SHUTTERING | Formwork |  |  | Other Building Elements |  | STAGE_3_ENHANCED_INHERITANCE | 90.0% | ENHANCED_CONTEXT_INHERITANCE | True | False | INHERITED_NO_CHANGE | {}
c | Top Slab |  |  | Sqm |  |  | 30 | 30 | 30 | 15 | 105 | 105 | #ERROR! | #ERROR! |  |  | Chunk_37 | LINE_ITEM | Sqm | FORMWORK_SHUTTERING | Formwork |  |  | Load-bearing Structural Frame |  | STAGE_3_ENHANCED_INHERITANCE | 90.0% | ENHANCED_CONTEXT_INHERITANCE | True | False | INHERITED_NO_CHANGE | {}
E 20.1 | PLATFORM OR PEDESTAL FOR EQUIPMENT. |  |  | Sqm | [6 empty] | 0 | RO | 732 | 0 | Considered in item E5 |  | Chunk_37 | LINE_ITEM | Sqm | FORMWORK_SHUTTERING | Formwork |  |  | Other Building Elements |  | STAGE_3_ENHANCED_INHERITANCE | 90.0% | ENHANCED_CONTEXT_INHERITANCE | True | False | INHERITED_NO_CHANGE | {}
E 20.2 | For DG Room |  |  | Sqm | [6 empty] | 0 | RO |  | 0 |  |  | Chunk_37 | LINE_ITEM | Sqm | FORMWORK_SHUTTERING | Formwork |  |  | Other Building Elements |  | STAGE_3_ENHANCED_INHERITANCE | 90.0% | ENHANCED_CONTEXT_INHERITANCE | True | False | INHERITED_NO_CHANGE | {}
a | Bottom Slab |  |  | Sqm | 129 | [5 empty] | 0 | 129 | #ERROR! | #ERROR! | 200mm thick - 294.9 Sqm at +98.80 level 600mm thick - 138.58 Sqm (same as retaining wall foundation) outer wall starts at +95.60 level |  | Chunk_37 | LINE_ITEM | Sqm | FORMWORK_SHUTTERING | Formwork |  |  | Load-bearing Structural Frame |  | STAGE_3_ENHANCED_INHERITANCE | 90.0% | ENHANCED_CONTEXT_INHERITANCE | True | False | INHERITED_NO_CHANGE | {}
b | Walls |  |  | Sqm | 1305 | [5 empty] | 0 | 1305 | #ERROR! | #ERROR! | 300mm thick & 7.55m height - 97.73 Rmt 300mm thick & 3.05m height - 19.60 Rmt 300mm thick & 2.40m height - 19.60 Rmt |  | Chunk_37 | LINE_ITEM | Sqm | FORMWORK_SHUTTERING | Formwork |  |  | Other Building Elements |  | STAGE_3_ENHANCED_INHERITANCE | 90.0% | ENHANCED_CONTEXT_INHERITANCE | True | False | INHERITED_NO_CHANGE | {}
c | Top Slab |  |  | Sqm | 241 | [5 empty] | 0 | 241 | #ERROR! | #ERROR! | 250mm thick - 209.14 Sqm at +103.40 level 150mm thick - 31.27 Sqm at +105.95 level |  | Chunk_37 | LINE_ITEM | Sqm | FORMWORK_SHUTTERING | Formwork |  |  | Load-bearing Structural Frame |  | STAGE_3_ENHANCED_INHERITANCE | 90.0% | ENHANCED_CONTEXT_INHERITANCE | True | False | INHERITED_NO_CHANGE | {}
| SHUTTERING WITH ALUMINIUM FORM WORK | [15 empty] | Chunk_37 | LINE_ITEM |  | FORMWORK_SHUTTERING | Aluminium Formwork |  |  | Other Building Elements |  | STAGE_3_ENHANCED_INHERITANCE | 90.0% | ENHANCED_CONTEXT_INHERITANCE | True | False | INHERITED_WITH_MODIFICATION | {}
E 21 | Note : Aluminium shuttering will be provided by EMPLOYER as FREE ISSUE MATERIAL including all accessories like wedges, pins, etc. issued during the commencement of work. The vendor has to INCLUDE for coordination with Aluminium shuttering manufacturer/ supplier with regard to design, planning schedule of Procurement, preparation & checking of shop drawing to suit the GFC (shuttering layout as per GA) drawing given by consultant & ensure seamless transition in procurement of shuttering. After completion, handing over of shuttering material in good condition as per instruction of EIC. Modification if required at urban window locations OR any project specific requirement to be considered in the rate quoted. | [16 empty] | NOTE | [7 empty] | STAGE_1_NOTE_DETECTED
| Aluminium System Shuttering - RECEIVING & Erecting Aluminium System Form Work (Mivan Shuttering / equivalent) at all levels and places wherever needed / specified including striking / deshuttering, cleaning, hole plugging with approved non - shrink grout, grinding/ buffing the surface to receive painting directly, transporting and storing at all heights. The rate to include for all shuttering including Columns, Walls, Core Walls, Curved Walls, Beams, Slabs, Curved Slabs & Beams, Sunshades, Fins, Facia, Parapet, Beam Sides, Beam Bottoms, Drop Head Sides, Gutter, Suspended Slab & Beam, Staircases, Landing, Elevation grooves of required size, supply & applying of approved shuttering oil on forms, rubber mallet for tamping on the shuttering etc., as shown in the drawings and as directed by engineer - in - charge. Note: Rate quoted should include for replenishing of accessories like wedges, pins, etc., due to breakages, theft or misplaced. | [15 empty] | Chunk_37 | LINE_ITEM |  | FORMWORK_SHUTTERING | Aluminium System Formwork |  |  | Load-bearing Structural Frame |  | STAGE_3_ENHANCED_INHERITANCE | 90.0% | ENHANCED_CONTEXT_INHERITANCE | True | False | INHERITED_WITH_MODIFICATION | {}
| NOTE : Rate to include for providing openings/ cut-outs/ pockets up to 0.50 sqm of area in plan/ elevation, applying deshuttering agent, Deshuttering etc., complete at all levels. | [16 empty] | NOTE | [7 empty] | STAGE_1_NOTE_DETECTED
| Rate to include for sleeves / cutout for pressurization shafts / ducts | [16 empty] | NOTE | [7 empty] | STAGE_1_NOTE_DETECTED
| Rate to include for elevation bands as shown in the drg. | [16 empty] | NOTE | [7 empty] | STAGE_1_NOTE_DETECTED
E 21.1 | Concrete Walls / RCC Wall / Shear Wall / columns (of all shapes & profiles as shown in drg) @ all levels. | [15 empty] | Chunk_37 | LINE_ITEM |  | FORMWORK_SHUTTERING | Formwork |  |  | Load-bearing Structural Frame |  | STAGE_3_ENHANCED_INHERITANCE | 90.0% | ENHANCED_CONTEXT_INHERITANCE | True | False | INHERITED_NO_CHANGE | {}
| Ground Floor |  |  | Sqm |  |  | 1497 | 1810 | 1540 |  | 4847 | 4847 | #ERROR! | #ERROR! |  |  | Chunk_37 | LINE_ITEM | Sqm | FORMWORK_SHUTTERING | Formwork |  |  | Other Building Elements |  | STAGE_3_ENHANCED_INHERITANCE | 90.0% | ENHANCED_CONTEXT_INHERITANCE | True | False | INHERITED_NO_CHANGE | {}
| 1st to 5th Floor lvl |  |  | Sqm |  |  | 13338 | 16294 | 13839 |  | 43471 | 43471 | #ERROR! | #ERROR! |  |  | Chunk_37 | LINE_ITEM | Sqm | FORMWORK_SHUTTERING | Formwork |  |  | Other Building Elements |  | STAGE_3_ENHANCED_INHERITANCE | 90.0% | ENHANCED_CONTEXT_INHERITANCE | True | False | INHERITED_WITH_MODIFICATION | {}
| 6th to 10th Floor lvl |  |  | Sqm |  |  | 13565 | 16589 | 14209 |  | 44363 | 44363 | #ERROR! | #ERROR! |  |  | Chunk_37 | LINE_ITEM | Sqm | FORMWORK_SHUTTERING | Formwork |  |  | Other Building Elements |  | STAGE_3_ENHANCED_INHERITANCE | 90.0% | ENHANCED_CONTEXT_INHERITANCE | True | False | INHERITED_WITH_MODIFICATION | {}
| 11th to 15th Floor lvl |  |  | Sqm |  |  | 13565 | 16589 | 14209 |  | 44363 | 44363 | #ERROR! | #ERROR! |  |  | Chunk_38 | LINE_ITEM | Sqm | FORMWORK_SHUTTERING | Formwork |  |  | Other Building Elements |  | STAGE_3_ENHANCED_INHERITANCE | 90.0% | ENHANCED_CONTEXT_INHERITANCE | True | False | INHERITED_NO_CHANGE | {}
| 16th to 20th Floor lvl |  |  | Sqm |  |  | 11278 | 13794 | 13903 |  | 38975 | 38975 | #ERROR! | #ERROR! | Tower A & B - Above Terrace Considered LMR & SHR under RCC works |  | Chunk_38 | LINE_ITEM | Sqm | FORMWORK_SHUTTERING | Formwork |  |  | Other Building Elements |  | STAGE_3_ENHANCED_INHERITANCE | 90.0% | ENHANCED_CONTEXT_INHERITANCE | True | False | INHERITED_NO_CHANGE | {}
| 21st to Terrace Floor lvl |  |  | Sqm |  |  |  |  | 5524 |  | 5524 | 5524 | #ERROR! | #ERROR! | Tower C - 21, 22nd & Terrace Considered LMR & SHR under RCC works |  | Chunk_38 | LINE_ITEM | Sqm | FORMWORK_SHUTTERING | Formwork |  |  | Other Building Elements |  | STAGE_3_ENHANCED_INHERITANCE | 90.0% | ENHANCED_CONTEXT_INHERITANCE | True | False | INHERITED_NO_CHANGE | {}
[14 empty] | 0 |  |  |  | EMPTY | [7 empty] | STAGE_1_EMPTY_ROW
E 21.2 | Beams of all shapes, width and depths as shown in drg (Up stand, down stand & cantilever beam as indicated) | [12 empty] | 0 |  |  | Chunk_38 | LINE_ITEM |  | FORMWORK_SHUTTERING | Formwork |  |  | Load-bearing Structural Frame |  | STAGE_3_ENHANCED_INHERITANCE | 90.0% | ENHANCED_CONTEXT_INHERITANCE | True | False | INHERITED_NO_CHANGE | {}
| Ground Floor |  |  | Sqm |  |  | 26 | 25 | 22 |  | 73 | 73 | #ERROR! | #ERROR! |  |  | Chunk_38 | LINE_ITEM | Sqm | FORMWORK_SHUTTERING | Formwork |  |  | Other Building Elements |  | STAGE_3_ENHANCED_INHERITANCE | 90.0% | ENHANCED_CONTEXT_INHERITANCE | True | False | INHERITED_NO_CHANGE | {}
| 1st to 5th Floor lvl |  |  | Sqm |  |  | 781 | 904 | 756 |  | 2441 | 2441 | #ERROR! | #ERROR! |  |  | Chunk_38 | LINE_ITEM | Sqm | FORMWORK_SHUTTERING | Formwork |  |  | Other Building Elements |  | STAGE_3_ENHANCED_INHERITANCE | 90.0% | ENHANCED_CONTEXT_INHERITANCE | True | False | INHERITED_NO_CHANGE | {}
| 6th to 10th Floor lvl |  |  | Sqm |  |  | 767 | 909 | 762 |  | 2438 | 2438 | #ERROR! | #ERROR! |  |  | Chunk_38 | LINE_ITEM | Sqm | FORMWORK_SHUTTERING | Formwork |  |  | Other Building Elements |  | STAGE_3_ENHANCED_INHERITANCE | 90.0% | ENHANCED_CONTEXT_INHERITANCE | True | False | INHERITED_NO_CHANGE | {}
| 11th to 15th Floor lvl |  |  | Sqm |  |  | 767 | 909 | 762 |  | 2438 | 2438 | #ERROR! | #ERROR! |  |  | Chunk_38 | LINE_ITEM | Sqm | FORMWORK_SHUTTERING | Formwork |  |  | Other Building Elements |  | STAGE_3_ENHANCED_INHERITANCE | 90.0% | ENHANCED_CONTEXT_INHERITANCE | True | False | INHERITED_NO_CHANGE | {}
| 16th to 20th Floor lvl |  |  | Sqm |  |  | 650 | 781 | 741 |  | 2172 | 2172 | #ERROR! | #ERROR! | Tower A & B - Terrace & Above Terrace Considered LMR & SHR under RCC works |  | Chunk_38 | LINE_ITEM | Sqm | FORMWORK_SHUTTERING | Formwork |  |  | Other Building Elements |  | STAGE_3_ENHANCED_INHERITANCE | 90.0% | ENHANCED_CONTEXT_INHERITANCE | True | False | INHERITED_NO_CHANGE | {}
| 21st Floor lvl |  |  | Sqm |  |  |  |  | 306 |  | 306 | 306 | #ERROR! | #ERROR! | Tower C - 21, 22nd Terrace &Above Terrace Considered LMR & SHR under RCC works |  | Chunk_38 | LINE_ITEM | Sqm | FORMWORK_SHUTTERING | Formwork |  |  | Other Building Elements |  | STAGE_3_ENHANCED_INHERITANCE | 90.0% | ENHANCED_CONTEXT_INHERITANCE | True | False | INHERITED_NO_CHANGE | {}
[14 empty] | 0 |  |  |  | EMPTY | [7 empty] | STAGE_1_EMPTY_ROW
E 21.3 | Slabs of different thickness including sunken slabs, cantilever balconies, ledges, sloped roof, Slab projections and for canopies at different level, etc., @ all floors | [12 empty] | 0 |  |  | Chunk_38 | LINE_ITEM |  | FORMWORK_SHUTTERING | Formwork |  |  | Load-bearing Structural Frame |  | STAGE_3_ENHANCED_INHERITANCE | 90.0% | ENHANCED_CONTEXT_INHERITANCE | True | False | INHERITED_NO_CHANGE | {}
| Ground Floor |  |  | Sqm | [6 empty] | 0 | RO | #ERROR! | 0 |  |  | Chunk_38 | LINE_ITEM | Sqm | FORMWORK_SHUTTERING | Formwork |  |  | Other Building Elements |  | STAGE_3_ENHANCED_INHERITANCE | 90.0% | ENHANCED_CONTEXT_INHERITANCE | True | False | INHERITED_NO_CHANGE | {}
| 1st to 5th Floor lvl |  |  | Sqm |  |  | 3131 | 4068 | 3507 |  | 10706 | 10706 | #ERROR! | #ERROR! |  |  | Chunk_38 | LINE_ITEM | Sqm | FORMWORK_SHUTTERING | Formwork |  |  | Other Building Elements |  | STAGE_3_ENHANCED_INHERITANCE | 90.0% | ENHANCED_CONTEXT_INHERITANCE | True | False | INHERITED_NO_CHANGE | {}
| 6th to 10th Floor lvl |  |  | Sqm |  |  | 3251 | 4201 | 3733 |  | 11185 | 11185 | #ERROR! | #ERROR! |  |  | Chunk_38 | LINE_ITEM | Sqm | FORMWORK_SHUTTERING | Formwork |  |  | Other Building Elements |  | STAGE_3_ENHANCED_INHERITANCE | 90.0% | ENHANCED_CONTEXT_INHERITANCE | True | False | INHERITED_NO_CHANGE | {}
| 11th to 15th Floor lvl |  |  | Sqm |  |  | 3251 | 4201 | 3733 |  | 11185 | 11185 | #ERROR! | #ERROR! |  |  | Chunk_38 | LINE_ITEM | Sqm | FORMWORK_SHUTTERING | Formwork |  |  | Other Building Elements |  | STAGE_3_ENHANCED_INHERITANCE | 90.0% | ENHANCED_CONTEXT_INHERITANCE | True | False | INHERITED_NO_CHANGE | {}
| 16th to 20th Floor lvl |  |  | Sqm |  |  | 3351 | 4304 | 3614 |  | 11269 | 11269 | #ERROR! | #ERROR! | Tower A & B - Terrace & Above Terrace Considered LMR & SHR under RCC works |  | Chunk_38 | LINE_ITEM | Sqm | FORMWORK_SHUTTERING | Formwork |  |  | Other Building Elements |  | STAGE_3_ENHANCED_INHERITANCE | 90.0% | ENHANCED_CONTEXT_INHERITANCE | True | False | INHERITED_NO_CHANGE | {}
| 21st Floor lvl |  |  | Sqm |  |  |  |  | 2123 |  | 2123 | 2123 | #ERROR! | #ERROR! | Tower C - Terrace & Above Terrace Considered LMR & SHR under RCC works |  | Chunk_38 | LINE_ITEM | Sqm | FORMWORK_SHUTTERING | Formwork |  |  | Other Building Elements |  | STAGE_3_ENHANCED_INHERITANCE | 90.0% | ENHANCED_CONTEXT_INHERITANCE | True | False | INHERITED_NO_CHANGE | {}
[14 empty] | 0 |  |  |  | EMPTY | [7 empty] | STAGE_1_EMPTY_ROW
E 21.4 | Slabs for electrical & communication, Plumbing shafts & FHC shaft slabs & Terrace Duct cover slab at all levels. |  |  | Sqm |  |  | 18 | 10 | 27 |  | 55 | 55 | #ERROR! | #ERROR! | Considered for shafts and ducts slab at every floor (Instead of the Chequerred plates) |  | Chunk_38 | LINE_ITEM | Sqm | FORMWORK_SHUTTERING | Formwork |  |  | Load-bearing Structural Frame |  | STAGE_3_ENHANCED_INHERITANCE | 90.0% | ENHANCED_CONTEXT_INHERITANCE | True | False | INHERITED_NO_CHANGE | {}
[14 empty] | 0 |  |  |  | EMPTY | [7 empty] | STAGE_1_EMPTY_ROW
E 21.5 | Chejjas / Window box projections including RC bands in elevation / Window sills including projections at all levels as indicated in the dwg & at locations wherever directed by EIC. |  |  | Sqm |  |  | 173 | 310 | 162 |  | 645 | 645 | #ERROR! | #ERROR! | Considered alround RC nibs/bands |  | Chunk_38 | LINE_ITEM | Sqm | FORMWORK_SHUTTERING | Formwork |  |  | Other Building Elements |  | STAGE_3_ENHANCED_INHERITANCE | 90.0% | ENHANCED_CONTEXT_INHERITANCE | True | False | INHERITED_NO_CHANGE | {}
[14 empty] | 0 |  |  |  | EMPTY | [7 empty] | STAGE_1_EMPTY_ROW
E 21.6 | RC Staircase with waist slab incl.mid landings & beams @ all lvl as per drg. | [12 empty] | 0 |  |  | Chunk_38 | LINE_ITEM |  | STRUCTURE_CONCRETE | Concrete |  |  | Load-bearing Structural Frame |  | STAGE_3_ENHANCED_INHERITANCE | 90.0% | ENHANCED_CONTEXT_INHERITANCE | False | False | OVERRIDE_NEW_ACTIVITY | {}
| Ground floor lvl to 1st floor lvl |  |  | Sqm |  |  | 47 | 47 | 47 |  | 141 | 141 | #ERROR! | #ERROR! |  |  | Chunk_39 | LINE_ITEM | Sqm | FORMWORK_SHUTTERING | Formwork |  |  | Other Building Elements |  | STAGE_3_ENHANCED_INHERITANCE | 90.0% | ENHANCED_CONTEXT_INHERITANCE | True | False | INHERITED_NO_CHANGE | {}
| 1st floor lvl to 6th floor lvl |  |  | Sqm |  |  | 235 | 235 | 235 |  | 705 | 705 | #ERROR! | #ERROR! |  |  | Chunk_39 | LINE_ITEM | Sqm | FORMWORK_SHUTTERING | Formwork |  |  | Other Building Elements |  | STAGE_3_ENHANCED_INHERITANCE | 90.0% | ENHANCED_CONTEXT_INHERITANCE | True | False | INHERITED_NO_CHANGE | {}
| 6th floor lvl to 11th floor lvl |  |  | Sqm |  |  | 235 | 235 | 235 |  | 705 | 705 | #ERROR! | #ERROR! |  |  | Chunk_39 | LINE_ITEM | Sqm | FORMWORK_SHUTTERING | Formwork |  |  | Other Building Elements |  | STAGE_3_ENHANCED_INHERITANCE | 90.0% | ENHANCED_CONTEXT_INHERITANCE | True | False | INHERITED_NO_CHANGE | {}
| 11th floor lvl to 16th floor lvl |  |  | Sqm |  |  | 235 | 235 | 235 |  | 705 | 705 | #ERROR! | #ERROR! |  |  | Chunk_39 | LINE_ITEM | Sqm | FORMWORK_SHUTTERING | Formwork |  |  | Other Building Elements |  | STAGE_3_ENHANCED_INHERITANCE | 90.0% | ENHANCED_CONTEXT_INHERITANCE | True | False | INHERITED_NO_CHANGE | {}
| 16th floor lvl to 20th floor lvl |  |  | Sqm |  |  | 188 | 188 | 235 |  | 611 | 611 | #ERROR! | #ERROR! |  |  | Chunk_39 | LINE_ITEM | Sqm | FORMWORK_SHUTTERING | Formwork |  |  | Other Building Elements |  | STAGE_3_ENHANCED_INHERITANCE | 90.0% | ENHANCED_CONTEXT_INHERITANCE | True | False | INHERITED_NO_CHANGE | {}
| 20th floor lvl to Terrace floor lvl |  |  | Sqm |  |  |  |  | 141 |  | 141 | 141 | #ERROR! | #ERROR! |  |  | Chunk_39 | LINE_ITEM | Sqm | FORMWORK_SHUTTERING | Formwork |  |  | Other Building Elements |  | STAGE_3_ENHANCED_INHERITANCE | 90.0% | ENHANCED_CONTEXT_INHERITANCE | True | False | INHERITED_NO_CHANGE | {}
[14 empty] | 0 |  |  |  | EMPTY | [7 empty] | STAGE_1_EMPTY_ROW
E 21.8 | NON STRUCTURAL WALLS / Elevational fin walls (of all shapes & profiles as shown in drg). (@ all levels) |  |  | Sqm |  |  | 99 | 0 | 0 |  | 99 | 99 | #ERROR! | #ERROR! | As per BEL instruction, Non structural wall of Kitchen & utility area considered in RC walls Front elevation features wall are considered in this line item |  | Chunk_39 | LINE_ITEM | Sqm | FORMWORK_SHUTTERING | Formwork |  |  | Load-bearing Structural Frame |  | STAGE_3_ENHANCED_INHERITANCE | 90.0% | ENHANCED_CONTEXT_INHERITANCE | True | False | INHERITED_NO_CHANGE | {}
[14 empty] | 0 |  |  |  | EMPTY | [7 empty] | STAGE_1_EMPTY_ROW
E 21.9 | Nibs / Pardi walls / Upstand / Planter walls / toe wall at all levels as shown in drg. |  |  | Sqm |  |  | 2594 | 2713 | 2867 |  | 8174 | 8174 | #ERROR! | #ERROR! | Considered alround nibs/bands |  | Chunk_39 | LINE_ITEM | Sqm | FORMWORK_SHUTTERING | Formwork |  |  | Other Building Elements |  | STAGE_3_ENHANCED_INHERITANCE | 90.0% | ENHANCED_CONTEXT_INHERITANCE | True | False | INHERITED_NO_CHANGE | {}
[14 empty] | 0 |  |  |  | EMPTY | [7 empty] | STAGE_1_EMPTY_ROW
E 22 | RC Parapet wall as shown in drg. | [12 empty] | 0 |  |  | Chunk_39 | LINE_ITEM |  | STRUCTURE_CONCRETE | Concrete |  |  | Other Building Elements |  | STAGE_3_ENHANCED_INHERITANCE | 90.0% | ENHANCED_CONTEXT_INHERITANCE | False | False | OVERRIDE_NEW_ACTIVITY | {}
a | Parapet @ Terrace lvl & above terrace lvl |  |  | Sqm |  |  | 686 | 779 | 702 |  | 2167 | 2167 | #ERROR! | #ERROR! | Parapet Wall at Terrace level (160mmthick as per architecture drawing) Tower A - 1200mm height - 327 Rmt lenght Tower B - 1200mm height - 321 Rmt lenght Tower C - 1200mm height - 292 Rmt lenght |  | Chunk_39 | LINE_ITEM | Sqm | FORMWORK_SHUTTERING | Formwork |  |  | Other Building Elements |  | STAGE_3_ENHANCED_INHERITANCE | 90.0% | ENHANCED_CONTEXT_INHERITANCE | True | False | INHERITED_NO_CHANGE | {}
[14 empty] | 0 |  |  |  | EMPTY | [7 empty] | STAGE_1_EMPTY_ROW
E 23 | RCC elevation features @ terrace level - For Towers |  |  | Sqm |  |  | 1308 | 1320 | 1258 |  | 3886 | 3886 | #ERROR! | #ERROR! | Structural drawing and above terrace drawing not available. Quantities taken as per architectural drawings and sections |  | Chunk_39 | LINE_ITEM | Sqm | STRUCTURE_CONCRETE | Concrete |  |  | Load-bearing Structural Frame |  | STAGE_3_ENHANCED_INHERITANCE | 90.0% | ENHANCED_CONTEXT_INHERITANCE | False | False | OVERRIDE_NEW_ACTIVITY | {}
E 24 | MULTIPLE HEIGHT STAGING & BRACING WORKS | [15 empty] | Chunk_39 | LINE_ITEM |  | OTHERS | Staging & Bracing |  |  | Other Building Elements |  | STAGE_3_ENHANCED_INHERITANCE | 90.0% | ENHANCED_CONTEXT_INHERITANCE | False | False | OVERRIDE_NEW_ACTIVITY | {}
| Extra rate for additional staging for concreting for slab/ beams for staging beyond 4.50 m height for supporting shuttering, for every rise of 1.5 mt height (for measurement plan area shall be considered). Rate shall include mobilization of staging material, erecting as and when the construction progresses, keeping the same till final completion of related works and deshuttering/ demobilizing the same after approval from the Engineer in charge. Note: Instances wherein staging height done is less than 1.5m beyond 4.5m (say 1m), billing/Rate will be worked out on prorata basis considering exact height executed. Location : STP, UG sump, Double ht entrance lobby, Canopy, Slab b/w two towers at terrace (for considered staging from below 2 floors only) & at locations wherever directed by EIC. |  |  | Sqm | 383 |  | 473 | 135 | 164 | 925 | 1697 | 2080 | #ERROR! | #ERROR! | Multiple stagging 1. Fire Pump room - 122.55 Sqm 2. PHE Pump room - 82.25 Sqm 3. STP cut out area - 177.28 Sqm 4. Entrance lobby double height 5. Entrance Canopy Slab 6. Front elevation at 7th, 11th, 16th & 20th floor (This needs to be finalised by BEL) - Area 12.9 Sqm and number of stagging repeated for every 1.5m height beyond 4.5m height |  | Chunk_39 | LINE_ITEM | Sqm | FORMWORK_SHUTTERING | Formwork |  |  | Load-bearing Structural Frame |  | STAGE_3_ENHANCED_INHERITANCE | 90.0% | ENHANCED_CONTEXT_INHERITANCE | True | False | INHERITED_WITH_MODIFICATION | {}
| SUB TOTAL - SHUTTERING WORK | [12 empty] | 0 |  |  | Chunk_39 | LINE_ITEM |  | FORMWORK_SHUTTERING | Formwork |  |  | Other Building Elements |  | STAGE_3_ENHANCED_INHERITANCE | 90.0% | ENHANCED_CONTEXT_INHERITANCE | True | False | INHERITED_NO_CHANGE | {}
G | MASONRY WORK | [15 empty] | Chunk_39 | LINE_ITEM |  | MASONRY_WALL |  |  |  | Non-loadbearing Items |  | STAGE_3_ENHANCED_INHERITANCE | 90.0% | ENHANCED_CONTEXT_INHERITANCE | False | False | OVERRIDE_NEW_ACTIVITY | {}
| PREMABLE (i) Manufactured sand (M-sand) confirming to approved gradation, admixture of approved make (FOSROC or equivalent) and dosage as per manufacturer specification to be used in all masonry works. (ii) Basic price of cement is Rs.240/Bag (iii) In case EMPLOYER insist for using river sand in lieu of M-sand, the difference in rate will only be paid. | [15 empty] | Chunk_39 | LINE_ITEM |  | MASONRY_WALL |  |  |  | Non-loadbearing Items |  | STAGE_3_ENHANCED_INHERITANCE | 90.0% | ENHANCED_CONTEXT_INHERITANCE | True | False | INHERITED_WITH_MODIFICATION | {}
G 1 | Providing and constructing solid concrete block masonry wall in cement mortar 1 : 6 (1 Cement : 6 M-sand) with necessary scaffolding, curing, raking of joints, lead and lift to required height etc., complete as specified. Solid concrete block of size 400 x 200 x 200 mm and having minimum compressive strength of 35 kg/ sq.cm. Location : Basement-2 to Above terrace lvl (including LMR & SHR) & at locations wherever directed by EIC. |  |  | Sqm | 689 |  | 108 | 130 | 94 | 2114 | 2446 | 3135 | #ERROR! | #ERROR! | All the quantities as per architectural drawing for shafts, ducts and cut out area masonry works (These are not inline with structural drawings). Ground floor 200mm thick - 163 Rmt - 5.95mm height 200mm thick - 270 Rmt - 5.2mm height 200mm thick - 282 Rmt - height varies As per BEL instruction; Club house 300mm masonry walls considered in 200mm thick block work |  | Chunk_40_HEADER | HEADER |  | MASONRY_WALL | Solid Concrete Block | 1 : 6 |  | Foundations (Substructure) | ACTIVITY PRIORITY CORRECTED: Strict schema for MASONRY_WALL applied. The primary activity is 'constructing solid concrete block masonry wall', not general concrete work. | STAGE_2_AI_VERIFIED_WITH_ACTIVITY_PRIORITY | 95.0% | AI_HEADER_VERIFICATION_ACTIVITY_PRIORITY |  |  | HEADER_VERIFICATION | {}
G 1.1 | Same as item No G 1, but for Providing & constructing solid concrete block masonry wall in lieu of shuttering to facilitate / support waterproofing member (HDPE sheet) for footings / raft sides @ all level & as per details shown in the drawing and as directed by engineer - in - charge. Location : Footing / raft sides & at locations wherever directed by EIC. |  |  | Sqm | 798 | 95 |  |  |  |  | 0 | 893 | #ERROR! | #ERROR! | Foundation level Tower to non tower transistion area |  | Chunk_40 | LINE_ITEM | Sqm | MASONRY_WALL | Solid Concrete Block |  |  | Foundations (Substructure) |  | STAGE_3_ENHANCED_INHERITANCE | 90.0% | ENHANCED_CONTEXT_INHERITANCE | True | False | INHERITED_WITH_MODIFICATION | {}
G 2 | Providing and constructing solid concrete block masonry wall in cement mortar 1 : 6 ( 1 Cement : 6 M-sand) with necessary scaffolding, curing, raking of joints, lead and lift to required height etc., complete as specified. Solid concrete block of size 400 x 150 x 200 mm and having minimum compressive strength of 35 kg/sq.cm. At all levels. Location : Basement-2 to Above terrace lvl (including LMR & SHR) & at locations wherever directed by EIC. |  |  | Sqm | 2040 |  | 261 | 267 | 383 | 0 | 911 | 2951 | #ERROR! | #ERROR! | All the quantities as per architectural drawing for shafts, ducts and cut out area masonry works (These are not inline with structural drawings). Ground floor 150mm thick - 163 Rmt - 5.95mm height 150mm thick - 270 Rmt - 5.2mm height 150mm thick - 223 Rmt - height varies Terrace Floor LMR and SHR considered as under solid block masonry |  | Chunk_41_HEADER | HEADER |  | MASONRY_WALL | Solid Concrete Block | 1 : 6 |  | Foundations (Substructure) | ACTIVITY PRIORITY CORRECTED: Strict schema for MASONRY_WALL applied. The primary activity is 'constructing solid concrete block masonry wall', not general concrete work. | STAGE_2_AI_VERIFIED_WITH_ACTIVITY_PRIORITY | 95.0% | AI_HEADER_VERIFICATION_ACTIVITY_PRIORITY |  |  | HEADER_VERIFICATION | {}
G 2.1 | Same as specifiation mentioned for 400x150x200mm blockwork, but FOR WINDOW BOXING WORKS (verticals) @ ALL LEVELS AND AS PER DETAILS SHOWN IN THE DRAWING. |  |  | Sqm | [6 empty] | 0 | RO | 1276 | 0 | As per drawings window boxing not available |  | Chunk_41 | LINE_ITEM | Sqm | MASONRY_WALL | Solid Concrete Block |  |  | Other Building Elements |  | STAGE_3_ENHANCED_INHERITANCE | 90.0% | ENHANCED_CONTEXT_INHERITANCE | True | False | INHERITED_WITH_MODIFICATION | {}
G 3 | Providing and constructing solid concrete block masonry wall in cement mortar 1 : 4 ( 1 Cement : 4 M-sand) with necessary scaffolding, curing, raking of joints, lead and lift to required height etc., complete. Provide 100 mm wide GI mesh of Arpitha make or equivalent @ every one mtr interval, as per specifications and drawings. Solid concrete block of 400 x 100 x 200 mm and having minimum compressive strength of 35 kg/sq.cm. Location : Lower Basement, Upper Basement, Ground floor to Above terrace lvl (including LMR & SHR) & at locations wherever directed by EIC. |  |  | Sqm | 44 |  | 13 | 0 | 0 | 22 | 35 | 79 | #ERROR! | #ERROR! | All the quantities as per architectural drawing for shafts, ducts and cut out area masonry works (These are not inline with structural drawings). Ground floor 100mm thick - 163 Rmt - 5.95mm height 100mm thick - 270 Rmt - 5.2mm height 100mm thick - 212 Rmt - height varies |  | Chunk_42_HEADER | HEADER |  | MASONRY_WALL | Solid Concrete Block | 1 : 4 |  | Foundations (Substructure) | ACTIVITY PRIORITY CORRECTED: Applied MASONRY_WALL schema based on 'solid concrete block masonry wall' as primary subject of work. | STAGE_2_AI_VERIFIED_WITH_ACTIVITY_PRIORITY | 95.0% | AI_HEADER_VERIFICATION_ACTIVITY_PRIORITY |  |  | HEADER_VERIFICATION | {}
G 3.1 | Same as specifiation mentioned for 400x100x200mm blockwork, FOR WINDOW BOXING WORKS (verticals) @ ALL LEVELS AND AS PER DETAILS SHOWN IN THE DRAWING. |  |  | Sqm | [6 empty] | 0 | RO | 1135 | 0 | As per drawings window boxing not available. Project head to confirm if lineitem can be removed |  | Chunk_42 | LINE_ITEM | Sqm | MASONRY_WALL | Solid Concrete Block |  |  | Other Building Elements |  | STAGE_3_ENHANCED_INHERITANCE | 90.0% | ENHANCED_CONTEXT_INHERITANCE | True | False | INHERITED_WITH_MODIFICATION | {}
G 4 | Extra over item no. G 1, G 2, G3, providing and removal of scaffolding for Construction of block masonry walls beyond 4.50m height and locations wherever instructed by EIC . Elevation area beyond 4.5m height will be considered for measurement. Locations : At locations wherever directed by EIC |  |  | Sqm |  |  | 143 | 174 | 262 | 391.935 | 970.935 | 970.935 | #ERROR! | #ERROR! |  |  | Chunk_42 | LINE_ITEM | Sqm | OTHERS | Scaffolding |  |  | Non-loadbearing Items |  | STAGE_3_ENHANCED_INHERITANCE | 90.0% | ENHANCED_CONTEXT_INHERITANCE | False | False | OVERRIDE_NEW_ACTIVITY | {}
G 5 | Providing and constructing solid concrete block masonry ledge walls in cement mortar 1 : 4 ( 1 Cement : 4 M-sand) including necessary curing, raking of joints, lead and lift to required height etc., complete as per specifications and drawings. Solid concrete block of 400 x 100 x 200 mm and having minimum compressive strength of 35 kg/sq.cm. Location : Toilets at all levels & at locations directed by EIC - At all levels |  |  | Sqm |  |  | 294 | 294 | 502 | 0 | 1090 | 1090 | #ERROR! | #ERROR! | Toilet Legde wall of height 1200mm Tower A - 245 Rmt & Height - 1.2m Tower B - 245 Rmt & Height - 1.2m Tower C - 418 Rmt & Height - 1.2m |  | Chunk_43_HEADER | HEADER |  | MASONRY_WALL | Solid Concrete Block | 1 : 4 |  | Non-loadbearing Items | ACTIVITY PRIORITY CORRECTED: Applied MASONRY_WALL schema based on 'solid concrete block masonry ledge walls' as primary subject of work. | STAGE_2_AI_VERIFIED_WITH_ACTIVITY_PRIORITY | 95.0% | AI_HEADER_VERIFICATION_ACTIVITY_PRIORITY |  |  | HEADER_VERIFICATION | {}
G 6 | Providing and constructing 110mm burnt brick masonry (brick on edge) ledge walls with approved best quality first class nominal size Table Moulded Bricks of minimum crushing strength 35 kgs / cm2, in cement mortar 1 : 4 (1 Cement : 4 M-sand), etc., complete, as per specifications and drawings. Brick shall be immersed in water for not less than 6 hours immediately before construction. Note: Rate to include shear key / anchorages / MS hold fasts of 3mm thk - 6 Nos/Sqm, fixed to RC wall & embedding in M20 grade concrete. Location : Toilets - At all levels |  |  | Sqm | [6 empty] | 0 | RO | 8823 | 0 | Considered in Solid Bloock Masonry ledge wall (item no. G5) |  | Chunk_44_HEADER | HEADER |  | MASONRY_WALL | Brick Masonry | 1 : 4 |  | Non-loadbearing Items | ACTIVITY PRIORITY CORRECTED: Applied MASONRY_WALL schema based on 'burnt brick masonry' as primary subject of work. | STAGE_2_AI_VERIFIED_WITH_ACTIVITY_PRIORITY | 95.0% | AI_HEADER_VERIFICATION_ACTIVITY_PRIORITY |  |  | HEADER_VERIFICATION | {}
G 7 | Providing and constructing Size Stone masonry in CM 1 : 6 ( 1 Cement : 6 M-sand) including flush pointing, through bond stones to be provided at every course at 2.0 M regular intervals including raking out joints, hammer dressing of sides to required sizes and shapes including , scaffolding, curing etc. complete as specified. |  |  | CUM | [6 empty] | 0 | RO | 7632 | 0 | Not shown in the drawing |  | Chunk_45_HEADER | HEADER |  | MASONRY_WALL | Stone Masonry | 1 : 6 |  | Non-loadbearing Items | ACTIVITY PRIORITY CONFIRMED: constructing | STAGE_2_AI_VERIFIED_WITH_ACTIVITY_PRIORITY | 95.0% | AI_HEADER_VERIFICATION_ACTIVITY_PRIORITY |  |  | HEADER_VERIFICATION | {}
G 8 | Providing and constructing solid concrete block masonry in cement mortar 1 : 6 (1 Cement : 6 M-sand) with necessary scaffolding, curing, raking of joints, lead and lift to required height etc., complete as specified. Solid concrete block of size 400 x 200 / 150 / 100 x 200 mm and having minimum compressive strength of 35 kg/ sq.cm. Unit of measurement in "Cum" Location: Tower Entrance steps & At locations wherever directed by EIC. |  |  | CUM | 34 |  | 4 | 5 | 6 | 0 | 15 | 49 | #ERROR! | #ERROR! | All lobby entrance steps at basemens & ground floor |  | Chunk_46_HEADER | HEADER |  | MASONRY_WALL | Solid Concrete Block | 1 : 6 |  | Non-loadbearing Items | ACTIVITY PRIORITY CORRECTED: Applied MASONRY_WALL schema based on 'solid concrete block masonry' as primary subject of work. | STAGE_2_AI_VERIFIED_WITH_ACTIVITY_PRIORITY | 95.0% | AI_HEADER_VERIFICATION_ACTIVITY_PRIORITY |  |  | HEADER_VERIFICATION | {}
| SUB TOTAL - MASONRY WORKS | [12 empty] | 0 |  |  | Chunk_46 | LINE_ITEM |  | MASONRY_WALL | Solid Concrete Block |  |  | Non-loadbearing Items |  | STAGE_3_ENHANCED_INHERITANCE | 90.0% | ENHANCED_CONTEXT_INHERITANCE | True | False | INHERITED_NO_CHANGE | {}
H | PLASTERING WORKS | [15 empty] | Chunk_46 | LINE_ITEM |  | PLASTERING_WORK | Plaster |  |  | Other Building Elements |  | STAGE_3_ENHANCED_INHERITANCE | 90.0% | ENHANCED_CONTEXT_INHERITANCE | False | False | OVERRIDE_NEW_ACTIVITY | {}
| PREMABLE (i) Quoted rate to include to achieve true to square, line and level for all openings by providing/using suitable template(made of aluminium sections) in order to maintain uniformity and standardisation in size of openings . If plastering to the openings done does not comply to required standards, the same needs to be done/corrected at the contractor's cost. (ii) In case EMPLOYER insist for using river sand in lieu of M-sand, the difference in rate will only be paid. (iii) Manufactured sand (M-sand) confirming to approved gradation, admixture of approved make (FOSROC or equivalent) and dosage as per manufacturer specification to be used in all plastering works. (iv) Hacking to be done for all concrete surfaces before plastering as per directions of EIC (v) Basic price of Cement : Rs.240/Bag | [15 empty] | Chunk_46 | LINE_ITEM |  | PLASTERING_WORK | Plaster |  |  | Other Building Elements |  | STAGE_3_ENHANCED_INHERITANCE | 90.0% | ENHANCED_CONTEXT_INHERITANCE | True | False | INHERITED_WITH_MODIFICATION | {}
H 1 | Providing External plastering 25 mm thk. in two coats, under layer 15 mm thk in CM 1 : 6( 1 Cement : 6 M-sand), top layer 10 mm thk in CM 1 : 4( 1 Cement : 4 M-sand) sponge finish, rate to include for providing recron fibre or equivalent as per manufacturer's specifications (125gms /bag for both the coats)& also including Integral waterproofing compound 2% by weight for both coats, as per manufacturers specifications, including providing necessary steel scaffolding and curing.etc complete. GI mesh of Arpitha make or equivalent to be fixed at the junction of dissimilar materials by necessary fasteners, providing drip moulds, Plastering at all levels, including slab projections, Chejjas and as per drawings / as per instructions of EIC. Cost OF fixing mesh shall be included in the rates. Consider mesh @ 0.63 rmt/sqm for quoting. Location : External wall plastering at all levels & at locations wherever directed by EIC. |  |  | Sqm |  |  | 200 | 200 | 200 | 3329 | 3929 | 3929 | 783 | 3076407 | Since this is Aluminium shuttering project, external plastering not considered. Project head to confirm if required. |  | Chunk_46 | LINE_ITEM | Sqm | PLASTERING_WORK | External Plaster |  | 25mm thickness | Load-bearing Structural Frame |  | STAGE_3_ENHANCED_INHERITANCE | 90.0% | ENHANCED_CONTEXT_INHERITANCE | True | False | INHERITED_WITH_MODIFICATION | {}
H 2 | Providing Sand face Plaster, 15mm thick in cement mortar 1:6 (1 Cement : 6 M-sand) including necessary scaffolding and curing, fixing GI mesh of Arpitha make or equivalent mesh if required with necessary fasteners at junction of dissimilar materials, curing etc., complete as per specification. Cost and fixing of mesh shall be included in the rates if required. For projections - Boxing around window openings including lintel & cill level projections at all levels / coping & at locations wherever directed by EIC. Locations: |  |  | Sqm | [6 empty] | 0 | RO | 552 | 0 | Since this is Aluminium shuttering project, external plastering not considered. Project head to confirm if required. |  | Chunk_47_HEADER | HEADER |  | PLASTERING_WORK | Cement Plastering | 1:6 | 15mm thickness | Other Building Elements | ACTIVITY PRIORITY CONFIRMED: Providing Plaster | STAGE_2_AI_VERIFIED_WITH_ACTIVITY_PRIORITY | 95.0% | AI_HEADER_VERIFICATION_ACTIVITY_PRIORITY |  |  | HEADER_VERIFICATION | {}
H 3 | Providing 15mm thick internal plastering with cement mortar 1 : 6 (1 Cement : 6 M-sand) without lime rendering including packing of PVC conduits wherever applicable and applying dash coat of cement mortar for fixing GI expanded mesh, necessary scaffolding and curing etc., complete as per specification for Internal walls/sides of beams and other vertical surfaces etc., complete as per directions of EIC. Note:. P&F of GI mesh will be under relevant item of work. Location : Internal wall plastering at all levels, lobby & service area outer wall, service area inner wall, LMR/SHR inner wall, Estate manger rooms & GF Double Ht. entrance lobby wall & at locations wherever directed by EIC. | [12 empty] | 0 | All the quantities as per architectural drawing for shafts, ducts and cut out area plastering works (These are not inline with structural drawings). |  | Chunk_48_HEADER | HEADER |  | PLASTERING_WORK | Cement Plastering | 1 : 6 | 15mm thickness | Load-bearing Structural Frame | ACTIVITY PRIORITY CONFIRMED: Providing plastering | STAGE_2_AI_VERIFIED_WITH_ACTIVITY_PRIORITY | 95.0% | AI_HEADER_VERIFICATION_ACTIVITY_PRIORITY |  |  | HEADER_VERIFICATION | {}
a | Basement - 2 Floor |  |  | Sqm | 1736 | [5 empty] | 0 | 1736 | #ERROR! | #ERROR! | Basement 2 |  | Chunk_48 | LINE_ITEM | Sqm | PLASTERING_WORK | Cement Plastering |  |  | Foundations (Substructure) |  | STAGE_3_ENHANCED_INHERITANCE | 90.0% | ENHANCED_CONTEXT_INHERITANCE | True | False | INHERITED_NO_CHANGE | {}
b | Basement - 1 Floor |  |  | Sqm | 2479 | [5 empty] | 0 | 2479 | #ERROR! | #ERROR! | Basement 1 |  | Chunk_48 | LINE_ITEM | Sqm | PLASTERING_WORK | Cement Plastering |  |  | Foundations (Substructure) |  | STAGE_3_ENHANCED_INHERITANCE | 90.0% | ENHANCED_CONTEXT_INHERITANCE | True | False | INHERITED_NO_CHANGE | {}
c | Ground Floor to Above terrace floor |  |  | Sqm |  |  | 653 | 387 | 753 | 3296 | 5089 | 5089 | #ERROR! | #ERROR! | PS Shaft, LMR and SHR Club house |  | Chunk_48 | LINE_ITEM | Sqm | PLASTERING_WORK | Cement Plastering |  |  | Other Building Elements |  | STAGE_3_ENHANCED_INHERITANCE | 90.0% | ENHANCED_CONTEXT_INHERITANCE | True | False | INHERITED_NO_CHANGE | {}
d | Double Ht. entrance lobby wall - GF |  |  | Sqm |  |  | 316 | 385 | 428 | 0 | 1129 | 1129 | #ERROR! | #ERROR! | Ground floor |  | Chunk_48 | LINE_ITEM | Sqm | PLASTERING_WORK | Cement Plastering |  |  | Other Building Elements |  | STAGE_3_ENHANCED_INHERITANCE | 90.0% | ENHANCED_CONTEXT_INHERITANCE | True | False | INHERITED_NO_CHANGE | {}
[14 empty] | 0 |  |  |  | EMPTY | [7 empty] | STAGE_1_EMPTY_ROW
H 4 | Extra over item no. H 3 for providing and removal of scaffolding for plastering for walls beyond 4.50m height and locations wherever instructed by EIC . Elevation area beyond 4.5m height will be considered for measurement. Locations - Double ht entrance lobby & at locations directed by EIC. |  |  | Sqm |  |  | 143 | 174 | 262 | 391.935 | 970.935 | 970.935 | #ERROR! | #ERROR! | Entrance lobby to be considered for height more than 4.5m |  | Chunk_48 | LINE_ITEM | Sqm | ANCILLARY_WORK | Scaffolding |  |  | Other Building Elements |  | STAGE_3_ENHANCED_INHERITANCE | 90.0% | ENHANCED_CONTEXT_INHERITANCE | False | False | OVERRIDE_NEW_ACTIVITY | {}
[14 empty] | 0 |  |  |  | EMPTY | [7 empty] | STAGE_1_EMPTY_ROW
H 5 | Plastering with 12 MM thick cement mortar 1 : 4( 1 Cement : 4 M-sand) without lime rendering including necessary scaffolding, curing. etc., complete as per drawing. For ceiling plaster, bottom of beams, undersides of staircase, slab projections. | [12 empty] | 0 | Internal ceiling considered in gypsum plastering. Hence qty not considered. |  | Chunk_49_HEADER | HEADER |  | PLASTERING_WORK | Cement Plastering | 1 : 4 | 12mm thickness | Load-bearing Structural Frame | ACTIVITY PRIORITY CONFIRMED: Plastering | STAGE_2_AI_VERIFIED_WITH_ACTIVITY_PRIORITY | 95.0% | AI_HEADER_VERIFICATION_ACTIVITY_PRIORITY |  |  | HEADER_VERIFICATION | {}
| Location :Internal ceiling plastering, service area ceiling, LMR/SHR ceiling & at locations wherever directed by EIC. | [12 empty] | 0 |  |  | Chunk_49 | LINE_ITEM |  | PLASTERING_WORK | Cement Plastering |  |  | Other Building Elements |  | STAGE_3_ENHANCED_INHERITANCE | 90.0% | ENHANCED_CONTEXT_INHERITANCE | True | False | INHERITED_NO_CHANGE | {}
a | Basement - 2 Floor |  |  | Sqm | 0 | 0 | 0 | 0 | 0 | 0 | 0 | RO | 413 | 0 |  |  | Chunk_49 | LINE_ITEM | Sqm | PLASTERING_WORK | Cement Plastering |  |  | Foundations (Substructure) |  | STAGE_3_ENHANCED_INHERITANCE | 90.0% | ENHANCED_CONTEXT_INHERITANCE | True | False | INHERITED_NO_CHANGE | {}
b | Basement - 1 Floor |  |  | Sqm | 34 | 0 | 0 | 0 | 0 | 0 | 0 | 34 | 413 | 14042 | Only for service rooms |  | Chunk_49 | LINE_ITEM | Sqm | PLASTERING_WORK | Cement Plastering |  |  | Foundations (Substructure) |  | STAGE_3_ENHANCED_INHERITANCE | 90.0% | ENHANCED_CONTEXT_INHERITANCE | True | False | INHERITED_NO_CHANGE | {}
c | Stilt |  |  | Sqm | 0 | 0 | 0 | 0 | 0 | 0 | 0 | RO | 413 | 0 |  |  | Chunk_49 | LINE_ITEM | Sqm | PLASTERING_WORK | Cement Plastering |  |  | Other Building Elements |  | STAGE_3_ENHANCED_INHERITANCE | 90.0% | ENHANCED_CONTEXT_INHERITANCE | True | False | INHERITED_NO_CHANGE | {}
d | Ground Floor to Above terrace floor |  |  | Sqm |  |  | 39 | 57 | 66 | 1048 | 1210 | 1210 | 481 | 582010 | For Club house |  | Chunk_49 | LINE_ITEM | Sqm | PLASTERING_WORK | Cement Plastering |  |  | Other Building Elements |  | STAGE_3_ENHANCED_INHERITANCE | 90.0% | ENHANCED_CONTEXT_INHERITANCE | True | False | INHERITED_NO_CHANGE | {}
e | Double Ht. entrance lobby wall - FF |  |  | Sqm | [6 empty] | 0 | RO | 446 | 0 |  |  | Chunk_49 | LINE_ITEM | Sqm | PLASTERING_WORK | Cement Plastering |  |  | Other Building Elements |  | STAGE_3_ENHANCED_INHERITANCE | 90.0% | ENHANCED_CONTEXT_INHERITANCE | True | False | INHERITED_NO_CHANGE | {}
[14 empty] | 0 |  |  |  | EMPTY | [7 empty] | STAGE_1_EMPTY_ROW
H 6 | Extra over item no. H 5 for providing and removal of scaffolding for plastering for ceilings beyond 4.50m height and every rise of 1.50m height and wherever instructed by EIC . Plan area will be considered for measurement. Locations -Entrance lobby & at locations directed by EIC. Note: Instances wherein scaffolding height done is less than 1.5m beyond 4.5m (say 1m), billing/Rate will be worked out on prorata basis considering exact height executed. Location : Double ht entrance lobby & at locations directed by EIC. |  |  | Sqm | [5 empty] | 925 | 925 | 925 | 148 | 136900 |  |  | Chunk_49 | LINE_ITEM | Sqm | PLASTERING_WORK | Cement Plastering |  |  | Other Building Elements |  | STAGE_3_ENHANCED_INHERITANCE | 90.0% | ENHANCED_CONTEXT_INHERITANCE | True | False | INHERITED_NO_CHANGE | {}
[14 empty] | 0 |  |  |  | EMPTY | [7 empty] | STAGE_1_EMPTY_ROW
H 7 | Providing and fixing G.I.Expanded metal mesh of 24G/0.56mm thick with hot dip zinc coating of 120 gms/sqm of Arpitha make or equivalent, wherever electrical conduiting, plumbing line chasing works has been made, junctions of Dissimilar materials, incl. drilling nails/ screws, fixing of rawal plugs ,scaffolding, curing etc., complete. (Joint records to be maintained) Note : Dash coat of plaster over mesh, Packing of PVC conduits & Plumbing lines is part of respective plastering line item of work. | [12 empty] | 0 |  |  | Chunk_50_HEADER | HEADER |  | OTHERS | G.I.Expanded metal mesh | 24G/0.56mm thick with hot dip zinc coating of 120 gms/sqm |  | Building Installations | ACTIVITY PRIORITY CONFIRMED: Providing and fixing | STAGE_2_AI_VERIFIED_WITH_ACTIVITY_PRIORITY | 95.0% | AI_HEADER_VERIFICATION_ACTIVITY_PRIORITY |  |  | HEADER_VERIFICATION | {}
a | 100 mm wide |  |  | Rmt | 100 | [5 empty] | 0 | 100 | #ERROR! | #ERROR! |  |  | Chunk_50 | LINE_ITEM | Rmt | OTHERS | G.I.Expanded metal mesh |  |  | Other Building Elements |  | STAGE_3_ENHANCED_INHERITANCE | 90.0% | ENHANCED_CONTEXT_INHERITANCE | True | False | INHERITED_WITH_MODIFICATION | {}
b | 150 mm wide for junctions of dissimilar materials (Internal plastering works) |  |  | Rmt | 2558 |  | 608 | 628 | 654 | 3307 | 5197 | 7755 | #ERROR! | #ERROR! |  |  | Chunk_50 | LINE_ITEM | Rmt | OTHERS | G.I.Expanded metal mesh |  |  | Other Building Elements |  | STAGE_3_ENHANCED_INHERITANCE | 90.0% | ENHANCED_CONTEXT_INHERITANCE | True | False | INHERITED_WITH_MODIFICATION | {}
c | 200 mm to 300 mm wide |  |  | Rmt | 100 | [5 empty] | 0 | 100 | #ERROR! | #ERROR! |  |  | Chunk_50 | LINE_ITEM | Rmt | OTHERS | G.I.Expanded metal mesh |  |  | Other Building Elements |  | STAGE_3_ENHANCED_INHERITANCE | 90.0% | ENHANCED_CONTEXT_INHERITANCE | True | False | INHERITED_WITH_MODIFICATION | {}
d | 300 mm to 350 mm wide |  |  | Rmt | 100 | [5 empty] | 0 | 100 | #ERROR! | #ERROR! |  |  | Chunk_50 | LINE_ITEM | Rmt | OTHERS | G.I.Expanded metal mesh |  |  | Other Building Elements |  | STAGE_3_ENHANCED_INHERITANCE | 90.0% | ENHANCED_CONTEXT_INHERITANCE | True | False | INHERITED_WITH_MODIFICATION | {}
[14 empty] | 0 |  |  |  | EMPTY | [7 empty] | STAGE_1_EMPTY_ROW
H 8 | Rough Plastering Providing rough plastering with CM 1 : 6 (1 Cement : 6 M-sand), 12 mm thick backing coat for Dado at all levels including packing of PVC conduits wherever applicable and applying dash coat of cement mortar for fixing GI expanded mesh wherever required including necessary scaffolding, curing, zari work, etc., complete as per directions of EIC. Location: Lift lobby & Toilet dado at all levels & at locations wherever directed by EIC. | [13 empty] | Considered the Toilet dadoing area up to 2.40m height and lift lobby dado |  | Chunk_51_HEADER | HEADER |  | PLASTERING_WORK | Cement Plastering | 1 : 6 | 12mm thickness | Other Building Elements | ACTIVITY PRIORITY CONFIRMED: Providing plastering | STAGE_2_AI_VERIFIED_WITH_ACTIVITY_PRIORITY | 95.0% | AI_HEADER_VERIFICATION_ACTIVITY_PRIORITY |  |  | HEADER_VERIFICATION | {}
H.8.1 | Lift Lobby |  |  | Sqm |  |  | 75 | 75 | 88 | 266 | 504 | 504 | #ERROR! | #ERROR! |  |  | Chunk_51 | LINE_ITEM | Sqm | PLASTERING_WORK | Cement Plastering |  |  | Other Building Elements |  | STAGE_3_ENHANCED_INHERITANCE | 90.0% | ENHANCED_CONTEXT_INHERITANCE | True | False | INHERITED_NO_CHANGE | {}
H.8.2 | Toilet Dado |  |  | Sqm |  |  | 5762 | 5742 | 7289 |  | 18793 | 18793 | #ERROR! | #ERROR! | Project head to confirm toilet rough plastering line item required or not |  | Chunk_51 | LINE_ITEM | Sqm | PLASTERING_WORK | Cement Plastering |  |  | Other Building Elements |  | STAGE_3_ENHANCED_INHERITANCE | 90.0% | ENHANCED_CONTEXT_INHERITANCE | True | False | INHERITED_NO_CHANGE | {}
[14 empty] | 0 |  |  |  | EMPTY | [7 empty] | STAGE_1_EMPTY_ROW
H 9 | Providing 15 mm thick sand face plaster to following with cement mortar 1 : 6 ( 1 Cement : 6 M-sand) mixed with integral water proofing compound as per manufacturers specification, including necessary scaffolding and curing, fixing GI mesh of Arpitha make or equivalent mesh with necessary fasteners at junction of dissimilar materials, curing etc., complete as per specification. Cost and fixing of mesh shall be included in the rates. Consider mesh for quoting @ 0.39 rmt/ sqm. Location : Duct wall excluding Lift shaft RC walls at all levels & at locations wherever directed by EIC. |  |  | Sqm | 2493 |  | 307 | 181 | 440 | 490 | 1418 | 3911 | #ERROR! | #ERROR! | Considered the Basement and Upper floor duct and shaft |  | Chunk_52_HEADER | HEADER |  | PLASTERING_WORK | Cement Plastering | 1:6 | 15mm thickness | Other Building Elements | ACTIVITY PRIORITY CONFIRMED: Providing plaster | STAGE_2_AI_VERIFIED_WITH_ACTIVITY_PRIORITY | 95.0% | AI_HEADER_VERIFICATION_ACTIVITY_PRIORITY |  |  | HEADER_VERIFICATION | {}
[14 empty] | 0 |  |  |  | EMPTY | [7 empty] | STAGE_1_EMPTY_ROW
H 10 | Providing & fixing GI corner beads of Arpitha make or equivalent for all internal wall corners/ edges set in CM 1 : 4 & finished flush with plaster, incl. All necessary screws, plugs, curing, scaffolding, etc., complete. |  |  | Rmt |  |  | 258 | 75 | 204 |  | 537 | 537 | #ERROR! | #ERROR! | Considered the wall corners |  | Chunk_52 | LINE_ITEM | Rmt | METAL_WORKS | GI Corner Beads |  |  | Non-loadbearing Items |  | STAGE_3_ENHANCED_INHERITANCE | 90.0% | ENHANCED_CONTEXT_INHERITANCE | False | False | OVERRIDE_UNIT_CONTRADICTION | {}
[14 empty] | 0 |  |  |  | EMPTY | [7 empty] | STAGE_1_EMPTY_ROW
H 11 | Providing & Applying one coat of Gypsum Plastering of 8-10mm thickness of approved make (Gyproc from Saint Gobain or any other equivalent) as per manufacturers specification to Walls/ Ceilings/ Beams/ Staircases, etc., finishing to line and level being a direct application, adding water in appropriate mix ratio, including all leads and lifts of materials, scaffolding, staging, etc., complete, as per standard specifications / approved drawings and as directed by engineer - in - charge. Basic rate Rs. 260 /- per 25 kg Gypsum bag. | [12 empty] | 0 |  |  | Chunk_52 | LINE_ITEM |  | PLASTERING_WORK | Gypsum Plastering |  | 10mm thickness | Load-bearing Structural Frame |  | STAGE_3_ENHANCED_INHERITANCE | 90.0% | ENHANCED_CONTEXT_INHERITANCE | False | False | OVERRIDE_NEW_ACTIVITY | {}
a | For internal ceiling at all levels & at locations wherever directed by EIC |  |  | Sqm |  |  | 8834 | 12255 | 11356 |  | 32445 | 32445 | 575 | 18655875 | Project head to confirm line item required or not |  | Chunk_52 | LINE_ITEM | Sqm | PLASTERING_WORK | Cement Plastering |  |  | Other Building Elements |  | STAGE_3_ENHANCED_INHERITANCE | 90.0% | ENHANCED_CONTEXT_INHERITANCE | True | False | INHERITED_NO_CHANGE | {}
b | Same as above but for gypsum plastering upto 5mm thk For internal walls at all levels & at locations wherever directed by EIC |  |  | Sqm |  |  | 27808 | 34597 | 30875 |  | 93280 | 93280 | 575 | 53636000 | Complete qty considered under upto 5mm thk lineitem, Project head to confirmif qty has to be splitted |  | Chunk_52 | LINE_ITEM | Sqm | PLASTERING_WORK | Gypsum Plastering |  | 5mm thickness | Non-loadbearing Items |  | STAGE_3_ENHANCED_INHERITANCE | 90.0% | ENHANCED_CONTEXT_INHERITANCE | False | False | OVERRIDE_NEW_ACTIVITY | {}
c | Same as above but for gypsum plastering upto 8mm thk For internal walls at all levels & at locations wherever directed by EIC |  |  | Sqm |  |  | 0 | 0 | 0 |  | 0 | RO | 575 | 0 |  |  | Chunk_52 | LINE_ITEM | Sqm | PLASTERING_WORK | Gypsum Plastering |  | 8mm thickness | Non-loadbearing Items |  | STAGE_3_ENHANCED_INHERITANCE | 90.0% | ENHANCED_CONTEXT_INHERITANCE | False | False | OVERRIDE_NEW_ACTIVITY | {}
| SUB TOTAL PLASTERING WORKS | [12 empty] | 76101234 |  |  | Chunk_52 | LINE_ITEM |  | PLASTERING_WORK | Cement Plastering |  |  | Other Building Elements |  | STAGE_3_ENHANCED_INHERITANCE | 90.0% | ENHANCED_CONTEXT_INHERITANCE | True | False | INHERITED_NO_CHANGE | {}
I | METAL WORKS | [15 empty] | Chunk_52 | LINE_ITEM |  | METAL_WORKS |  |  |  | Other Building Elements |  | STAGE_3_ENHANCED_INHERITANCE | 90.0% | ENHANCED_CONTEXT_INHERITANCE | False | False | OVERRIDE_NEW_ACTIVITY | {}
| Basic price of structural steel Rs. 49,500/ MT | [16 empty] | NOTE | [7 empty] | STAGE_1_NOTE_DETECTED
| PREAMBLE | [15 empty] | Chunk_52 | LINE_ITEM |  | OTHERS |  |  |  | Other Building Elements |  | STAGE_3_ENHANCED_INHERITANCE | 90.0% | ENHANCED_CONTEXT_INHERITANCE | False | False | OVERRIDE_NEW_ACTIVITY | {}
| i. All items are including supplying, fabricating & erecting in position structural steel as per drawings/ details, hoisting and fixing in position, including all temporary staging and supporting work and making all structural steel work in accordance with IS : 800. ii. The rate of steel work shall include cutting, bending, grinding, machining, assembly, welding, jointing, building up new sections, cost of fasteners (nuts, bolts and washers), Cost to include welding of members using structural steel welding electrodes as per IS 814/ 816/ 817, testing as per IS 7307 (PART 1) and also erection / lifting equipment's / derick / hoists of suitable capacity and related accessories required for entire duration of the work. Fabrication will involve connections using plates, channels and angles, base plates, gusset plates, hold down bolts, cleats, fasteners, drilling of holes in plates/ angles etc., as per drawing, steel conforming to IS : 226 and IS : 2062 with minimum yield strength of 250 Mpa and up to 355 Mpa and will be measured in below items of work. iii. The civil contractor must submit the shop drawings to structural consultants and obtain their approval before commencing the fabrication works for Club house area structural steel works for roof, canopies & Badminton roofing etc., | [15 empty] | Chunk_53_HEADER | HEADER |  | STEEL_WORKS | Structural Steel | MS Angles, Plates, Sections |  | Load-bearing Structural Frame | ACTIVITY PRIORITY CORRECTED: The description explicitly refers to 'structural steel' and fabrication of 'plates, channels and angles', which aligns with the STEEL_WORKS schema, not REINFORCEMENT_STEEL (which is for 'Reinforcement Bars'). The 'Verb is King' and 'Role Assignment' principles identify 'fabricating & erecting structural steel' as the main activity. | STAGE_2_AI_VERIFIED_WITH_ACTIVITY_PRIORITY | 95.0% | AI_HEADER_VERIFICATION_ACTIVITY_PRIORITY |  |  | HEADER_VERIFICATION | {}
I 1 | Supplying, fabricating & erecting in position frame work for following items of work as per drawings/ details, hoisting & fixing in position, including all temporary staging, supporting work and making all structural steel work in accordance with IS : 800, providing and applying one coat of zinc rich primer after properly cleaning the steel surface with wire brush, removing loose scales on the surface completely. The rate of steel work shall include cutting, bending, grinding, assembling, welding, jointing, building up new sections, cost of fasteners (nuts, bolts and washers), welding of members using structural steel welding electrodes as per IS 814/ 816/ 817, testing as per IS 7307 (PART 1) and also erection / lifting equipment's / derick / hoists of suitable capacity and related accessories required for entire duration of the work . Fabrication will involve connections using plates, channels and angles, base plates, gusset plates, hold down bolts, cleats, fasteners, drilling of holes in plates/ angles etc., as per drawing, steel conforming to IS : 226 and IS : 2062 with minimum yield strength of 250 Mpa and up to 355 Mpa. | [15 empty] | Chunk_53 | LINE_ITEM |  | STEEL_WORKS | Structural Steel | MS Angles, Plates, Sections |  | Load-bearing Structural Frame |  | STAGE_3_ENHANCED_INHERITANCE | 90.0% | ENHANCED_CONTEXT_INHERITANCE | True | False | INHERITED_WITH_MODIFICATION | {}
I 1.1 | Edge angles, insert plates, sleeves |  |  | MT | 0.5 | 0.5 |  |  |  |  | 0 | 1 | 105100 | 105100 | Notional Qty considered. Project head to confirm if line item required & on on qty. |  | Chunk_53 | LINE_ITEM | MT | STEEL_WORKS | Structural Steel | MS Angles, Plates, Sections |  | Other Building Elements |  | STAGE_3_ENHANCED_INHERITANCE | 90.0% | ENHANCED_CONTEXT_INHERITANCE | True | False | INHERITED_WITH_MODIFICATION | {}
I 1.2 | Duct / Shaft / natural ventilation shaft covering & at locations wherever directed by EIC. |  |  | MT | 1 | [5 empty] | 0 | 1 | 147297 | 147297 | Notional Qty considered. Project head to confirm if line item required & not |  | Chunk_53 | LINE_ITEM | MT | STEEL_WORKS | Structural Steel | MS Angles, Plates, Sections |  | Other Building Elements |  | STAGE_3_ENHANCED_INHERITANCE | 90.0% | ENHANCED_CONTEXT_INHERITANCE | True | False | INHERITED_NO_CHANGE | {}
I 1.3 | Window grills at all levels made out of M.S./ brite bars including all necessary bracket, fixtures, bolts as specified complete, as per drawings. |  |  | MT |  |  | 28.8 |  |  |  | 28.8 | 28.8 | 147297 | 4242153.6 | Considered 8.61 Kg/Sqm |  | Chunk_53 | LINE_ITEM | MT | STEEL_WORKS | M.S./ Brite Bars | MS Angles, Plates, Sections |  | Other Building Elements |  | STAGE_3_ENHANCED_INHERITANCE | 90.0% | ENHANCED_CONTEXT_INHERITANCE | True | False | INHERITED_WITH_MODIFICATION | {}
I 1.4 | Same as above item no I 1.3, but for MS grill for electrical rooms/ service rooms above masonry wall Location: Electrical, comm & FCP room & at locations directed by EIC |  |  | MT | 0.3 | [5 empty] | 0 | 0.3 | 147297 | 44189.1 | As per BEL instructions - 8.65 kg/sqm DG room - 196.89 Sqm |  | Chunk_53 | LINE_ITEM | MT | STEEL_WORKS | MS Grill | MS Angles, Plates, Sections |  | Non-loadbearing Items |  | STAGE_3_ENHANCED_INHERITANCE | 90.0% | ENHANCED_CONTEXT_INHERITANCE | True | False | INHERITED_WITH_MODIFICATION | {}
I 1.5 | Same as above item no I 1.3, but for MS grill for Ducts. Location: Ducts at terrace level & at locations directed by EIC |  |  | MT | 0.5 | [5 empty] | 0 | 0.5 | #ERROR! | #ERROR! | Notional Qty considered. Project head to confirm if line item required & not |  | Chunk_53 | LINE_ITEM | MT | STEEL_WORKS | MS Grill | MS Angles, Plates, Sections |  | Other Building Elements |  | STAGE_3_ENHANCED_INHERITANCE | 90.0% | ENHANCED_CONTEXT_INHERITANCE | True | False | INHERITED_WITH_MODIFICATION | {}
I 1.6 | Open-able grills for ducts with frame & shutter at all levels made out of MS angles, flats, bars, including all necessary brackets, fixtures, bolts, locking arrangements as specified complete. Location: locations directed by EIC | [12 empty] | 0 |  |  | Chunk_53 | LINE_ITEM |  | STEEL_WORKS | MS Angles, Flats, Bars | MS Angles, Plates, Sections |  | Load-bearing Structural Frame |  | STAGE_3_ENHANCED_INHERITANCE | 90.0% | ENHANCED_CONTEXT_INHERITANCE | True | False | INHERITED_WITH_MODIFICATION | {}
a | For Service Rooms - Electrical , UPS & Communication rooms or at locations wherever MS grills are considered above 1.2m masonry wall. |  |  | MT | 0.4 | [5 empty] | 0 | 0.4 | 145980 | 58392 | As per BEL instructions 600 height - 8.65 kg/sqm Communication & UPS rooms - 21.5 Sqm Electrical rooms - 8.67 Sqm Communication rooms - 5.11 Sqm |  | Chunk_53 | LINE_ITEM | MT | STEEL_WORKS | Structural Steel | MS Angles, Plates, Sections |  | Non-loadbearing Items |  | STAGE_3_ENHANCED_INHERITANCE | 90.0% | ENHANCED_CONTEXT_INHERITANCE | True | False | INHERITED_NO_CHANGE | {}
b | For Shafts |  |  | MT | 0.5 |  | 0.5 |  |  |  | 0.5 | 1 | 145980 | 145980 | Considered in fire Doors. Notional Qty considered. Project head to confirm if line item required & not |  | Chunk_53 | LINE_ITEM | MT | STEEL_WORKS | Structural Steel | MS Angles, Plates, Sections |  | Other Building Elements |  | STAGE_3_ENHANCED_INHERITANCE | 90.0% | ENHANCED_CONTEXT_INHERITANCE | True | False | INHERITED_NO_CHANGE | {}
I 1.7 | Handrails at all levels made out of M.S. Hollow (14 gauge / 2 mm) / Rolled sections (flats, angles) including all necessary bracket, fixtures, bolts as specified complete as per detail drawings. | [12 empty] | 0 |  |  | Chunk_53 | LINE_ITEM |  | STEEL_WORKS | M.S. Hollow / Rolled Sections | MS Angles, Plates, Sections |  | Other Building Elements |  | STAGE_3_ENHANCED_INHERITANCE | 90.0% | ENHANCED_CONTEXT_INHERITANCE | True | False | INHERITED_WITH_MODIFICATION | {}
a | Staircase - Stairwell Handrail |  |  | MT | 1.4 |  | 3.1 | 3 | 3.4 | 1.2 | 10.7 | 12.1 | #ERROR! | #ERROR! | As per BEL instructions - 1.1m height @10.60 kg/Sqm BF 02 to 01 - Staircase 4 no's - 345.14 Kg (Fire stairs not shown in architectural plan) BF 01 to GF - Staircase 4 no's - 522.37 Kg (Fire stairs not shown in architectural plan) |  | Chunk_53 | LINE_ITEM | MT | STEEL_WORKS | Structural Steel | MS Angles, Plates, Sections |  | Other Building Elements |  | STAGE_3_ENHANCED_INHERITANCE | 90.0% | ENHANCED_CONTEXT_INHERITANCE | True | False | INHERITED_NO_CHANGE | {}
b | Balcony Handrails & at locations directed by EIC |  |  | MT |  |  | 10.3 | 11.3 | 13.5 |  | 35.1 | 35.1 | #ERROR! | #ERROR! |  |  | Chunk_53 | LINE_ITEM | MT | STEEL_WORKS | Structural Steel | MS Angles, Plates, Sections |  | Other Building Elements |  | STAGE_3_ENHANCED_INHERITANCE | 90.0% | ENHANCED_CONTEXT_INHERITANCE | True | False | INHERITED_NO_CHANGE | {}
c | Service platform Handrails & at locations directed by EIC |  |  | MT | 1 |  | 5.4 | 6.5 | 6.6 |  | 18.5 | 19.5 | #ERROR! | #ERROR! |  |  | Chunk_53 | LINE_ITEM | MT | STEEL_WORKS | Structural Steel | MS Angles, Plates, Sections |  | Other Building Elements |  | STAGE_3_ENHANCED_INHERITANCE | 90.0% | ENHANCED_CONTEXT_INHERITANCE | True | False | INHERITED_NO_CHANGE | {}
d | Handicap Ramp Hand Rails @ GF LVL & Basements |  |  | MT |  |  | 0.1 | 0.2 | 0.2 |  | 0.5 | 0.5 | #ERROR! | #ERROR! | As per BEL instructions - 1.2m ht @11.65 kg |  | Chunk_53 | LINE_ITEM | MT | STEEL_WORKS | Structural Steel | MS Angles, Plates, Sections |  | Foundations (Substructure) |  | STAGE_3_ENHANCED_INHERITANCE | 90.0% | ENHANCED_CONTEXT_INHERITANCE | True | False | INHERITED_NO_CHANGE | {}
e | STP/UG sump Platform safety railing & STP/ UG sump S/c railing |  |  | MT | 1 | [5 empty] | 0 | 1 | #ERROR! | #ERROR! | As per BEL instructions - 1.0m height @10.0 kg/Sqm STP Platform - 1,142.7 Kg STP stairs - 141.6 Kg Fire Pump room stairs - 45 Kg PHE Pump room stairs - 45 Kg |  | Chunk_53 | LINE_ITEM | MT | STEEL_WORKS | Structural Steel | MS Angles, Plates, Sections |  | Other Building Elements |  | STAGE_3_ENHANCED_INHERITANCE | 90.0% | ENHANCED_CONTEXT_INHERITANCE | True | False | INHERITED_NO_CHANGE | {}
I 1.8 | Single pipe railing with 50 mm dia 2 mm thick (14 gauge) pipe and connected by 25 mm dia pipe of 2 mm thick to 150 X 150 X 6 mm insert plates anchored to the wall at every 1.80m intervals , including all necessary bracket, fixtures, bolts as specified complete as per drawings. | [12 empty] | 0 |  |  | Chunk_53 | LINE_ITEM |  | STEEL_WORKS | Structural Steel | MS Angles, Plates, Sections |  | Other Building Elements |  | STAGE_3_ENHANCED_INHERITANCE | 90.0% | ENHANCED_CONTEXT_INHERITANCE | False | False | OVERRIDE_UNIT_CONTRADICTION | {}
a | Staircase - Wall Side |  |  | MT | 0.5 | [5 empty] | 0 | 0.5 | #ERROR! | #ERROR! | As per BEL instructions - 2.5 kg/m BF 02 to 01 - Staircase 4 no's - 109.0 Kg (Fire stairs not shown in architectural plan) BF 01 to GF - Staircase 4 no's - 177.0 Kg (Fire stairs not shown in architectural plan) |  | Chunk_53 | LINE_ITEM | MT | STEEL_WORKS | Structural Steel | MS Angles, Plates, Sections |  | Other Building Elements |  | STAGE_3_ENHANCED_INHERITANCE | 90.0% | ENHANCED_CONTEXT_INHERITANCE | True | False | INHERITED_NO_CHANGE | {}
b | Handicap Ramp - singlepipe railings |  |  | MT | 0.5 | [5 empty] | 0 | 0.5 | #ERROR! | #ERROR! | Notional qty considered. Project head to confirm line item required or not |  | Chunk_53 | LINE_ITEM | MT | STEEL_WORKS | Structural Steel | MS Angles, Plates, Sections |  | Other Building Elements |  | STAGE_3_ENHANCED_INHERITANCE | 90.0% | ENHANCED_CONTEXT_INHERITANCE | True | False | INHERITED_NO_CHANGE | {}
c | Corridor low ht wall & Open terrace parapet wall - single pipe railings |  |  | MT |  |  | 0.1 | 0.4 | 0.2 |  | 0.7 | 0.7 | #ERROR! | #ERROR! |  |  | Chunk_53 | LINE_ITEM | MT | STEEL_WORKS | Structural Steel | MS Angles, Plates, Sections |  | Other Building Elements |  | STAGE_3_ENHANCED_INHERITANCE | 90.0% | ENHANCED_CONTEXT_INHERITANCE | True | False | INHERITED_NO_CHANGE | {}
I 1.9 | MS supports for Polycarbonate profiled sheets & at locations wherever directed by EIC. |  |  | MT |  |  | 0.6 | 0 | 1.8 |  | 2.4 | 2.4 | #ERROR! | #ERROR! | For OTS covers |  | Chunk_54 | LINE_ITEM | MT | STEEL_WORKS | Structural Steel | MS Angles, Plates, Sections |  | Other Building Elements |  | STAGE_3_ENHANCED_INHERITANCE | 90.0% | ENHANCED_CONTEXT_INHERITANCE | True | False | INHERITED_WITH_MODIFICATION | {}
I 1.10 | MS supports for Polycarbonate profiled sheets - Ramp & at locations wherever directed by EIC. |  |  | MT | 35.7 | [5 empty] | 0 | 35.7 | #ERROR! | #ERROR! | For Ramps coverig at Ground floor As per BEL instructions - 5 Kg/sft (53.82 Kg/Sqm) Ramp 01 - 24.8 x 4.95 m - 1,334.74 Kg Ramp 02 - 32.8 x 4.95 m - 1,765.3 Kg Ramp 03 - 20 x 10 m - 1,076.4 Kg Ramp 04 - 22.2 x 8 m - 1194.8 Kg |  | Chunk_54 | LINE_ITEM | MT | STEEL_WORKS | Structural Steel | MS Angles, Plates, Sections |  | Other Building Elements |  | STAGE_3_ENHANCED_INHERITANCE | 90.0% | ENHANCED_CONTEXT_INHERITANCE | True | False | INHERITED_WITH_MODIFICATION | {}
I 2 | Providing & fixing of MS door shutter with CRCA sheet made out of 16 gauge / 1.6mm thick, angle for outer frame for two -third portion of the shutter and 10mm x 10mm square bar as cross stiffeners & for one -third portion of the shutter weld mesh of 25 x 25 mm of 2 mm thk all as shown in drg. shall be finished with two coats of synthetic enamel paint over one coat of primer & putty including preparation of surfaces, touch-up putty wherever required with sand papering complete, including aldrop, handles and locking arrangements, hinges, complete as per drawings and directions of EIC. Sizes : as shown in the drawing. |  |  | MT | [6 empty] | 0 | RO | #ERROR! | 0 |  |  | Chunk_55_HEADER | HEADER |  | JOINERY_DOORS | MS Door Shutter |  |  | Load-bearing Structural Frame | ACTIVITY PRIORITY CORRECTED: The primary activity is 'Providing & fixing of MS door shutter'. The painting mentioned at the end is a finishing detail of the door, not the main work activity. The 'NEW ANCHORING RULE' dictates anchoring to the main subject described at the beginning of the text. This activity falls under JOINERY_DOORS. | STAGE_2_AI_VERIFIED_WITH_ACTIVITY_PRIORITY | 95.0% | AI_HEADER_VERIFICATION_ACTIVITY_PRIORITY |  |  | HEADER_VERIFICATION | {}
I 2.1 | Same as above but with top panel with 10 x10mm square bar @ 100 mm c/c both ways &bottom panel will be with 2 mm thick MS sheet. Sizes : as shown in the drawing Location: Single leaf / double leaf doors for STP, UG Sump pump room & at locations wherever directed by EIC |  |  | MT | 1 | [5 empty] | 0 | 1 | #ERROR! | #ERROR! | Pump room doors considered in fire doors STP - 2 x 2.4m Fire - 2 x 2.4m PHE - 2 x 2.4m |  | Chunk_55 | LINE_ITEM | MT | STEEL_WORKS | MS Sheet and Square Bar | MS Angles, Plates, Sections |  | Other Building Elements |  | STAGE_3_ENHANCED_INHERITANCE | 90.0% | ENHANCED_CONTEXT_INHERITANCE | False | False | OVERRIDE_UNIT_CONTRADICTION | {}
I 3 | FOR SHAFT DOORS : Providing & fixing of factory made MS door shutter with CRCA sheet made out of 18 gauge / 1.2mm thick, including outer frame,diagonal bracing with stiffener bars ,including hinges, locking arrangements,aldrop, handles complete as per drawings and directions of EIC. Rate to include for 60–70-micron thk powder coating of approved RAL colour shade , all as per directions of in charge. Sizes : as shown in the drawing. | [12 empty] | 0 |  |  | Chunk_56_HEADER | HEADER |  | JOINERY_DOORS | MS Door Shutter |  |  | Load-bearing Structural Frame | ACTIVITY PRIORITY CONFIRMED: Providing & fixing MS door shutter | STAGE_2_AI_VERIFIED_WITH_ACTIVITY_PRIORITY | 95.0% | AI_HEADER_VERIFICATION_ACTIVITY_PRIORITY |  |  | HEADER_VERIFICATION | {}
I 3.1 | Single shutter shaft doors Size of door: sizes as mentioned in the drawing |  |  | MT | 1 | [5 empty] | 0 | 1 | 183525 | 183525 | Considered in fire doors |  | Chunk_56 | LINE_ITEM | MT | STEEL_WORKS | MS Door Shutter | MS Angles, Plates, Sections |  | Other Building Elements |  | STAGE_3_ENHANCED_INHERITANCE | 90.0% | ENHANCED_CONTEXT_INHERITANCE | False | False | OVERRIDE_UNIT_CONTRADICTION | {}
I 3.2 | Double shutter shaft doors Size of door: sizes as mentioned in the drawing |  |  | MT | 1 | [5 empty] | 0 | 1 | #ERROR! | #ERROR! | Considered in fire doors |  | Chunk_56 | LINE_ITEM | MT | STEEL_WORKS | MS Door Shutter | MS Angles, Plates, Sections |  | Other Building Elements |  | STAGE_3_ENHANCED_INHERITANCE | 90.0% | ENHANCED_CONTEXT_INHERITANCE | False | False | OVERRIDE_UNIT_CONTRADICTION | {}
I 3.3 | Providing and applying approved make white colour Silicon sealant of average 5 mm thick, for MS doors on the frontside or backside of the MS door frame and wall/jambs junctions , as directed by EIC. |  |  | Rmt |  |  | 1000 | 1000 | 1000 |  | 3000 | 3000 | 20 | 60000 | Notional qty considered. Actual may vary as per execution at site |  | Chunk_56 | LINE_ITEM | Rmt | OTHERS | Silicon sealant |  |  | Load-bearing Structural Frame |  | STAGE_3_ENHANCED_INHERITANCE | 90.0% | ENHANCED_CONTEXT_INHERITANCE | False | False | OVERRIDE_NEW_ACTIVITY | {}
I 4 | Providing, fabricating & fixing MS louvers including bending 2 mm thk MS sheet to required profile, fixing of MS sections with anchor bolts of suitable dia & length as shown in drg etc., complete as per instructions of EIC. Location : MS Louvers for ventilation shafts, DG shaft & At locations wherever directed by EIC. |  |  | MT | [6 empty] | 0 | RO | #ERROR! | 0 |  |  | Chunk_57_HEADER | HEADER |  | STEEL_WORKS | Structural Steel | MS Angles, Plates, Sections |  | Other Building Elements | ACTIVITY PRIORITY CORRECTED: The activity involves 'fabricating & fixing MS louvers' using 'MS sheet' and 'MS sections', which falls under the broader category of STEEL_WORKS, not REINFORCEMENT_STEEL. The 'Verb is King' and 'Role Assignment' principles point to steel fabrication. | STAGE_2_AI_VERIFIED_WITH_ACTIVITY_PRIORITY | 95.0% | AI_HEADER_VERIFICATION_ACTIVITY_PRIORITY |  |  | HEADER_VERIFICATION | {}
I 5 | MS Chequered plate Location: Electrical, Communication & FHC shafts & at locations wherever directed by EIC. |  |  | MT | 1 | [5 empty] | 0 | 1 | #ERROR! | #ERROR! | Notional Qty considered. Project head to confirm if line item required & on on qty. |  | Chunk_57 | LINE_ITEM | MT | STEEL_WORKS | MS Chequered plate | MS Angles, Plates, Sections |  | Building Installations |  | STAGE_3_ENHANCED_INHERITANCE | 90.0% | ENHANCED_CONTEXT_INHERITANCE | True | False | INHERITED_WITH_MODIFICATION | {}
I 6 | MS ladders with railing made out MS Hollow/ Rolled sections including all necessary bracket, fixtures, bolts as specified complete Location : At locations wherever directed by EIC. |  |  | MT | 1 | [5 empty] | 0 | 1 | 143098 | 143098 | Notional Qty considered. Project head to confirm if line item required & on on qty. |  | Chunk_57 | LINE_ITEM | MT | STEEL_WORKS | MS ladders with railing | MS Angles, Plates, Sections |  | Other Building Elements |  | STAGE_3_ENHANCED_INHERITANCE | 90.0% | ENHANCED_CONTEXT_INHERITANCE | True | False | INHERITED_WITH_MODIFICATION | {}
I 7 | Staircase made out of M.S rolled steel sections like channels, angles, flats & MS tubular sections along with railings, at all levels including all necessary bracket, fixtures, anchor bolts as specified complete. Location: Above terrace - LMR & SHR & at locations wherever directed by EIC. |  |  | MT | 1 | [5 empty] | 0 | 1 | 104962 | 104962 | Notional Qty considered. Project head to confirm if line item required & on on qty. |  | Chunk_57 | LINE_ITEM | MT | STEEL_WORKS | MS Staircase | MS Angles, Plates, Sections |  | Other Building Elements |  | STAGE_3_ENHANCED_INHERITANCE | 90.0% | ENHANCED_CONTEXT_INHERITANCE | True | False | INHERITED_WITH_MODIFICATION | {}
I 8 | MS angle brackets made out of 40 X 6 angles to support 20 mm thick granite counters, including for providing & firmly fixing of brackets with 2nos of 6 mm dia anchor bolts 75 mm long, including drilling & fixing the angle to required line and level etc., complete , at all levels and as per directions of EIC. | [12 empty] | 0 |  |  | Chunk_57 | LINE_ITEM |  | STEEL_WORKS | MS angle brackets | MS Angles, Plates, Sections |  | Other Building Elements |  | STAGE_3_ENHANCED_INHERITANCE | 90.0% | ENHANCED_CONTEXT_INHERITANCE | True | False | INHERITED_WITH_MODIFICATION | {}
a | Location: Toilet counters & at locations wherever directed by EIC. |  |  | MT |  |  | 0.4 | 0.4 | 0.3 | 0 | 1.1 | 1.1 | #ERROR! | #ERROR! | Toilet counters considered at 5kg per sqm |  | Chunk_57 | LINE_ITEM | MT | STEEL_WORKS | Structural Steel | MS Angles, Plates, Sections |  | Other Building Elements |  | STAGE_3_ENHANCED_INHERITANCE | 90.0% | ENHANCED_CONTEXT_INHERITANCE | True | False | INHERITED_NO_CHANGE | {}
b | Location: Kitchen & Utility counters & at locations wherever directed by EIC. |  |  | MT | [6 empty] | 0 | RO | #ERROR! | 0 | Schedule H indicates only provision . Hence qty not considered |  | Chunk_57 | LINE_ITEM | MT | STEEL_WORKS | Structural Steel | MS Angles, Plates, Sections |  | Other Building Elements |  | STAGE_3_ENHANCED_INHERITANCE | 90.0% | ENHANCED_CONTEXT_INHERITANCE | True | False | INHERITED_NO_CHANGE | {}
[14 empty] | 0 |  |  |  | EMPTY | [7 empty] | STAGE_1_EMPTY_ROW
I 9 | MS fabricated ramp drain grating using M.S rolled sections (channels, angles, flats)/ tubular sections (medium duty), welded together as indicated in the drg. | [12 empty] | 0 |  |  | Chunk_57 | LINE_ITEM |  | STEEL_WORKS | MS fabricated ramp drain grating | MS Angles, Plates, Sections |  | Other Building Elements |  | STAGE_3_ENHANCED_INHERITANCE | 90.0% | ENHANCED_CONTEXT_INHERITANCE | True | False | INHERITED_WITH_MODIFICATION | {}
a | width of the drain 300 mm. |  |  | MT | [6 empty] | 0 | RO | 110726 | 0 |  |  | Chunk_57 | LINE_ITEM | MT | STEEL_WORKS | Structural Steel | MS Angles, Plates, Sections |  | Other Building Elements |  | STAGE_3_ENHANCED_INHERITANCE | 90.0% | ENHANCED_CONTEXT_INHERITANCE | True | False | INHERITED_WITH_MODIFICATION | {}
b | width of the drain 450 mm. ( BASEMENT ENTRY & EXIT RAMP) |  |  | MT | 2.5 | [5 empty] | 0 | 2.5 | 110726 | 276815 | Basement 02 Basement 01 Ground floor |  | Chunk_57 | LINE_ITEM | MT | STEEL_WORKS | Structural Steel | MS Angles, Plates, Sections |  | Foundations (Substructure) |  | STAGE_3_ENHANCED_INHERITANCE | 90.0% | ENHANCED_CONTEXT_INHERITANCE | True | False | INHERITED_WITH_MODIFICATION | {}
c | width of the drain 600 mm. (RAMP ENTRY & EXIT) |  |  | MT | [6 empty] | 0 | RO | 110726 | 0 |  |  | Chunk_57 | LINE_ITEM | MT | STEEL_WORKS | Structural Steel | MS Angles, Plates, Sections |  | Other Building Elements |  | STAGE_3_ENHANCED_INHERITANCE | 90.0% | ENHANCED_CONTEXT_INHERITANCE | True | False | INHERITED_WITH_MODIFICATION | {}
d | width of the drain 900 mm. (MAIN ENTRY & EXIT) |  |  | MT | [6 empty] | 0 | RO | 110726 | 0 |  |  | Chunk_57 | LINE_ITEM | MT | STEEL_WORKS | Structural Steel | MS Angles, Plates, Sections |  | Other Building Elements |  | STAGE_3_ENHANCED_INHERITANCE | 90.0% | ENHANCED_CONTEXT_INHERITANCE | True | False | INHERITED_WITH_MODIFICATION | {}
[14 empty] | 0 |  |  |  | EMPTY | [7 empty] | STAGE_1_EMPTY_ROW
I 10 | MS grating over Channel drain of width upto 300 mm, 25 x 5 seating angle, 20 x 6 MS Flat welded @ 25 mm c/c fixed to channel drain flush with flooring or with MS Sections as directed by EIC. |  |  | MT | [6 empty] | 0 | RO | 117670 | 0 |  |  | Chunk_57 | LINE_ITEM | MT | STEEL_WORKS | MS grating over Channel drain | MS Angles, Plates, Sections |  | Other Building Elements |  | STAGE_3_ENHANCED_INHERITANCE | 90.0% | ENHANCED_CONTEXT_INHERITANCE | True | False | INHERITED_WITH_MODIFICATION | {}
I 11 | Providing and fixing foundation bolts / Hold Down Bolts of 4.6 grade including nuts & washers of all diameters including necessary threading, providing pockets to receive bolts etc., incl protection of the threads with grease & polythene covering & ensure bolts are perfectly aligned, line & level, etc., complete as per the locations shown in the drawing. |  |  | Kgs | 10 | 10 |  |  |  |  | 0 | 20 | 307 | 6140 | Notional Qty considered. Project head to confirm if line item required & on on qty. |  | Chunk_58_HEADER | HEADER |  | STEEL_WORKS | Structural Steel | MS Angles, Plates, Sections |  | Foundations (Substructure) | ACTIVITY PRIORITY CORRECTED: The primary activity is fixing steel bolts, not concrete work. Applied STEEL_WORKS schema. | STAGE_2_AI_VERIFIED_WITH_ACTIVITY_PRIORITY | 95.0% | AI_HEADER_VERIFICATION_ACTIVITY_PRIORITY |  |  | HEADER_VERIFICATION | {}
I 12 | Providing and anchoring in position high strength anchor bolts (Mechanical bolts) of grade 5.8 of specified dia and standard lengths including necessary drilling up to required depth as per manufacturer's specifications, anchoring with necessary equipment's etc., complete as per specifications of agency approved by Consultants (HILTI or equivalent) Random pull out test to be conducted for anchor bolts which are fixed to RCC members as per manufacturer's specifications and as directed by EIC.. | [12 empty] | 0 |  |  | Chunk_59_HEADER | HEADER |  | STEEL_WORKS | Structural Steel | MS Angles, Plates, Sections |  | Load-bearing Structural Frame | ACTIVITY PRIORITY CORRECTED: The primary activity is anchoring steel bolts, not concrete work. Applied STEEL_WORKS schema. | STAGE_2_AI_VERIFIED_WITH_ACTIVITY_PRIORITY | 95.0% | AI_HEADER_VERIFICATION_ACTIVITY_PRIORITY |  |  | HEADER_VERIFICATION | {}
I | 20 mm dia (heavy duty) with depth of anchorage up to 200mm. |  |  | Nos | 10 | 10 |  |  |  |  | 0 | 20 | 1410 | 28200 | Notional Qty considered. Project head to confirm if line item required & on on qty. |  | Chunk_59 | LINE_ITEM | Nos | STEEL_WORKS | Structural Steel |  |  | Other Building Elements | Inherited from header | STAGE_3_STRICT_INHERITANCE_FALLBACK | 85.0% | STRICT_INHERITANCE_FALLBACK | True | False | FALLBACK_BUT_CONTEXT_PRESERVED | {}
b | 16 mm dia (heavy duty) with depth of anchorage up to 160mm. |  |  | Nos | 10 | 10 |  |  |  |  | 0 | 20 | 857 | 17140 |  |  | Chunk_59 | LINE_ITEM | Nos | STEEL_WORKS | Structural Steel |  |  | Other Building Elements | Inherited from header | STAGE_3_STRICT_INHERITANCE_FALLBACK | 85.0% | STRICT_INHERITANCE_FALLBACK | True | False | FALLBACK_BUT_CONTEXT_PRESERVED | {}
c | 12 mm dia with depth of anchorage up to 120mm. |  |  | Nos | 10 | 10 |  |  |  |  | 0 | 20 | 490 | 9800 |  |  | Chunk_59 | LINE_ITEM | Nos | STEEL_WORKS | Structural Steel |  |  | Other Building Elements | Inherited from header | STAGE_3_STRICT_INHERITANCE_FALLBACK | 85.0% | STRICT_INHERITANCE_FALLBACK | True | False | FALLBACK_BUT_CONTEXT_PRESERVED | {}
d | 10 mm dia with depth of anchorage up to 100mm. |  |  | Nos | 10 | 10 |  |  |  |  | 0 | 20 | 275 | 5500 |  |  | Chunk_59 | LINE_ITEM | Nos | STEEL_WORKS | Structural Steel |  |  | Other Building Elements | Inherited from header | STAGE_3_STRICT_INHERITANCE_FALLBACK | 85.0% | STRICT_INHERITANCE_FALLBACK | True | False | FALLBACK_BUT_CONTEXT_PRESERVED | {}
e | 8 mm dia with depth of anchorage up to 100mm. |  |  | Nos | 10 | 10 |  |  |  |  | 0 | 20 | 214 | 4280 |  |  | Chunk_59 | LINE_ITEM | Nos | STEEL_WORKS | Structural Steel |  |  | Other Building Elements | Inherited from header | STAGE_3_STRICT_INHERITANCE_FALLBACK | 85.0% | STRICT_INHERITANCE_FALLBACK | True | False | FALLBACK_BUT_CONTEXT_PRESERVED | {}
[14 empty] | 0 |  |  |  | EMPTY | [7 empty] | STAGE_1_EMPTY_ROW
I 13 | Providing and anchoring in position high strength chemical anchor bolts HIT-V 5.8 with epoxy mortar RE 500 from HILTI or approved equivalent for following dia and standard lengths including necessary drilling upto required depth (min) or as per manufacturer's specifications, anchoring and grouting with necessary equipment including scaffolding etc., complete as per manufacturers specifications rate to include to conduct Random pull out test for anchor bolts which are fixed to RCC members as per manufacturer specifications & directions of consultants / EIC. Note: Embedded depth shall be confirmed by structural consultant/Hilti design team | [12 empty] | 0 |  |  | Chunk_59 | LINE_ITEM |  | STEEL_WORKS | Structural Steel |  |  | Load-bearing Structural Frame | Inherited from header | STAGE_3_STRICT_INHERITANCE_FALLBACK | 85.0% | STRICT_INHERITANCE_FALLBACK | True | False | FALLBACK_BUT_CONTEXT_PRESERVED | {}
I | 20 mm dia (heavy duty) with depth of anchorage up to 200mm. |  |  | Nos | 10 | 10 |  |  |  |  | 0 | 20 | 2084 | 41680 | Notional Qty considered. Project head to confirm if line item required & on on qty. |  | Chunk_59 | LINE_ITEM | Nos | STEEL_WORKS | Structural Steel |  |  | Other Building Elements | Inherited from header | STAGE_3_STRICT_INHERITANCE_FALLBACK | 85.0% | STRICT_INHERITANCE_FALLBACK | True | False | FALLBACK_BUT_CONTEXT_PRESERVED | {}
b | 16 mm dia (heavy duty) with depth of anchorage up to 160mm. |  |  | Nos | 10 | 10 |  |  |  |  | 0 | 20 | 1042 | 20840 |  |  | Chunk_59 | LINE_ITEM | Nos | STEEL_WORKS | Structural Steel |  |  | Other Building Elements | Inherited from header | STAGE_3_STRICT_INHERITANCE_FALLBACK | 85.0% | STRICT_INHERITANCE_FALLBACK | True | False | FALLBACK_BUT_CONTEXT_PRESERVED | {}
c | 12 mm dia with depth of anchorage up to 120mm. |  |  | Nos | 10 | 10 |  |  |  |  | 0 | 20 | 674 | 13480 |  |  | Chunk_59 | LINE_ITEM | Nos | STEEL_WORKS | Structural Steel |  |  | Other Building Elements | Inherited from header | STAGE_3_STRICT_INHERITANCE_FALLBACK | 85.0% | STRICT_INHERITANCE_FALLBACK | True | False | FALLBACK_BUT_CONTEXT_PRESERVED | {}
d | 10 mm dia with depth of anchorage up to 100mm. |  |  | Nos | 10 | 10 |  |  |  |  | 0 | 20 | 490 | 9800 |  |  | Chunk_59 | LINE_ITEM | Nos | STEEL_WORKS | Structural Steel |  |  | Other Building Elements | Inherited from header | STAGE_3_STRICT_INHERITANCE_FALLBACK | 85.0% | STRICT_INHERITANCE_FALLBACK | True | False | FALLBACK_BUT_CONTEXT_PRESERVED | {}
e | 8 mm dia with depth of anchorage up to 100mm. |  |  | Nos | 10 | 10 |  |  |  |  | 0 | 20 | 349 | 6980 |  |  | Chunk_59 | LINE_ITEM | Nos | STEEL_WORKS | Structural Steel |  |  | Other Building Elements | Inherited from header | STAGE_3_STRICT_INHERITANCE_FALLBACK | 85.0% | STRICT_INHERITANCE_FALLBACK | True | False | FALLBACK_BUT_CONTEXT_PRESERVED | {}
[14 empty] | 0 |  |  |  | EMPTY | [7 empty] | STAGE_1_EMPTY_ROW
I 14 | Providing and fixing of EPDM Column Guard of Arpitha make or equivalent to protect parking area columns of size 100mm X 100mm with curved profile, 1000mm length and 20mm thick with yellow reflective sticker including necessary GI clamps, anchoring in position with suitable screws and as per manufacturer specification, etc. complete, all as directed by EIC. Location: Basement-3, basement-1, Ground Floor/ Stilt level parking. |  |  | Nos |  |  | 370 | 658 | 524 | 0 | 1552 | 1552 | #ERROR! | #ERROR! |  |  | Chunk_60_HEADER | HEADER |  | OTHERS | EPDM Column Guard |  |  | Foundations (Substructure) | ACTIVITY PRIORITY CORRECTED: The activity is fixing a protective guard, which does not fit any Prime Seven or specific secondary category like MEP. Classified as OTHERS. | STAGE_2_AI_VERIFIED_WITH_ACTIVITY_PRIORITY | 90.0% | AI_HEADER_VERIFICATION_ACTIVITY_PRIORITY |  |  | HEADER_VERIFICATION | {}
I 15 | Providing and fixing colourless/ transparent Polycarbonate profiled sheets of " GE- Plastics India Ltd " / Danpalan/DPI/Coxwell/Lexan or any other approved equivalent make with necessary aluminium top & bottom profiled sections for polycarbonate sheet seating, self drilling & self tapping screws / bolts, rubber gaskets, washers, nuts & sealed THE JOINTS WITH water resistant approved sealants etc. The profile of the polycarbonate sheet to match with the profile of roofing sheet unless otherwise specified. The side laps will be 1.5 corrugation and end laps 150mm. At all height and locations etc., complete for following thickness & profile sheets: (Laps either with same or with other roofing metal will not be considered for payment). Location : Terrace shaft covering & at locations wherever directed by EIC. | [12 empty] | 0 |  |  | Chunk_61_HEADER | HEADER |  | OTHERS | Polycarbonate Sheets |  |  | Other Building Elements | ACTIVITY PRIORITY CORRECTED: The activity is fixing permanent polycarbonate sheets for covering, which is not formwork and does not fit any Prime Seven or specific secondary category. Classified as OTHERS. | STAGE_2_AI_VERIFIED_WITH_ACTIVITY_PRIORITY | 90.0% | AI_HEADER_VERIFICATION_ACTIVITY_PRIORITY |  |  | HEADER_VERIFICATION | {}
I | Multi wall tunnel section-10 mm thick |  |  | Sqm | [6 empty] | 0 | RO | #ERROR! | 0 |  |  | Chunk_61 | LINE_ITEM | Sqm | OTHERS | Polycarbonate Sheets |  |  | Other Building Elements |  | STAGE_3_ENHANCED_INHERITANCE | 90.0% | ENHANCED_CONTEXT_INHERITANCE | True | False | INHERITED_WITH_MODIFICATION | {}
b | Multi wall tunnel section-6 mm thick |  |  | Sqm |  |  | 10 | 0 | 33 |  | 43 | 43 | #ERROR! | #ERROR! | Terrace OTS Covers is considered. Shaft closure slabs are considered under precast covers line item No.C30 |  | Chunk_61 | LINE_ITEM | Sqm | OTHERS | Polycarbonate Sheets |  |  | Other Building Elements |  | STAGE_3_ENHANCED_INHERITANCE | 90.0% | ENHANCED_CONTEXT_INHERITANCE | True | False | INHERITED_WITH_MODIFICATION | {}
[14 empty] | 0 |  |  |  | EMPTY | [7 empty] | STAGE_1_EMPTY_ROW
I 16 | Providing & fabricating MS sections for covering & fixing in position true to line & level. Rate to include for bending 2 mm thk MS sheet to required profile & fixed as 'Z' louvers to MS frame work at required intervals, Including fixing of MS sections encased in concrete /anchor bolts of suitable dia & length .Fencing work to include for Providing, fabrication & fixing of MS side hung open able gate of opening size as per directions of EIC, with suitable hinges, locking arrangements. Rate quoted shall include one coat of Zinc oxide primer, loading unloading, lead charges, transport charges etc., complete Location : DG Room at Basements |  |  | MT | 0.3 | [5 empty] | 0 | 0.3 | #ERROR! | #ERROR! | As per BEL instruction considered inner wall of DG room 600mm height at 8.65kg/sqm |  | Chunk_62_HEADER | HEADER |  | STEEL_WORKS | Structural Steel | MS Angles, Plates, Sections |  | Foundations (Substructure) | ACTIVITY PRIORITY CORRECTED: The primary activity is fabricating and fixing MS sections, sheets, and a gate, which are structural steel components, not reinforcement steel. Applied STEEL_WORKS schema. | STAGE_2_AI_VERIFIED_WITH_ACTIVITY_PRIORITY | 95.0% | AI_HEADER_VERIFICATION_ACTIVITY_PRIORITY |  |  | HEADER_VERIFICATION | {}
I 17 | Supply and installation Multicell 12MM Polycarbonate sheet of COXWELL / FLUX / DANPALON or any other approved equivalent make with good weathering property ,light transmission ranging from 40% to 90% ,both side UV coated with necessary tools fixing in slope without damaging the same to ensure best performance for wind uplift ,vibration ,oil canning and visual appearance .Panels shall be fixed on purlins with fastener /Retention clips and U connectors in the same colour of the panel,Fasterners/Retention cleats shall be secured on MS strcuture with self drilling screws.Panel ends shall be finished with additional anti -dust tape/endcap/Aluminium U profile (Mill -finished).Above panel system should be fixed over the supporting MS structure.samples to be submitted for plant Head approval.All Required as per specification ,drawings and as directed by EIC.Polycarbonate sheet Make-Coxwell. Rate excluding MS frame work. Location : Podium to Basment - Entry & Exit ramp roof covering |  |  | Sqm | 663 | [5 empty] | 0 | 663 | 4119 | 2730897 | For Ramps coverig at Ground floor. Tentative qty considered. Qty may vary as per GFC Ramp 01 - 24.8 x 4.95 m Ramp 02 - 32.8 x 4.95 m Ramp 03 - 20 x 10 m Ramp 04 - 22.2 x 8 m |  | Chunk_63_HEADER | HEADER |  | OTHERS | Polycarbonate Sheet |  |  | Load-bearing Structural Frame | ACTIVITY PRIORITY CORRECTED: The primary activity is the installation of polycarbonate sheets, which is not a 'Prime Seven' category. It is a specialized roofing/cladding material, thus classified as 'OTHERS'. | STAGE_2_AI_VERIFIED_WITH_ACTIVITY_PRIORITY | 95.0% | AI_HEADER_VERIFICATION_ACTIVITY_PRIORITY |  |  | HEADER_VERIFICATION | {}
I 18 | Providing and fixing in position push and pull type Rolling Shutters with interlocked MS laths and frames of approved make made from 18 gauge MS sheets and required size MS laths interlocked together through their entire length as indicated in the drawing and painting with one coats of Zinc chromate primer two coats of synthetic enamel paint, including providing ball bearings, pulleys, necessary accessories such as guide channels, chain or handle set, locking arrangement, top MS cover of 18 gauge and making holes in brickwork or RCC work and restoring the same and fixing strike plate of 100 x 6 mm MS flat in flooring and all materials and measures required to complete the job. Providing mechanical device chain and crank for mechanically operated rolling shutter. |  |  | Sqm | 40 | [5 empty] | 0 | 40 | 4500 | 180000 | DG Room shutters 3 x 3.3m - 4 nos |  | Chunk_64_HEADER | HEADER |  | STEEL_WORKS | Structural Steel | MS Angles, Plates, Sections |  | Load-bearing Structural Frame | ACTIVITY PRIORITY CORRECTED: The primary activity is fixing rolling shutters made of MS laths and frames, which falls under 'STEEL_WORKS'. The painting is incidental to the main steel installation. | STAGE_2_AI_VERIFIED_WITH_ACTIVITY_PRIORITY | 95.0% | AI_HEADER_VERIFICATION_ACTIVITY_PRIORITY |  |  | HEADER_VERIFICATION | {}
[14 empty] | 0 |  |  |  | EMPTY | [7 empty] | STAGE_1_EMPTY_ROW
| SUB TOTAL METAL WORKS | [12 empty] | 8586248.7 |  |  | Chunk_64 | LINE_ITEM |  | STEEL_WORKS | Structural Steel |  |  | Other Building Elements | Inherited from header | STAGE_3_STRICT_INHERITANCE_FALLBACK | 85.0% | STRICT_INHERITANCE_FALLBACK | True | False | FALLBACK_BUT_CONTEXT_PRESERVED | {}
J | CONCRETE FLOORING WORKS | [15 empty] | Chunk_64 | LINE_ITEM |  | STEEL_WORKS | Structural Steel |  |  | Other Building Elements | Inherited from header | STAGE_3_STRICT_INHERITANCE_FALLBACK | 85.0% | STRICT_INHERITANCE_FALLBACK | True | False | FALLBACK_BUT_CONTEXT_PRESERVED | {}
| Basic price of Cement ; Rs.240/Bag | [16 empty] | NOTE | [7 empty] | STAGE_1_NOTE_DETECTED
| Preamble : In case EMPLOYER insist for using river sand in lieu of M-sand, the difference in rate will only be paid. Rate to include for providing & adding recron fibre or equivalent for concrete flooring works at 125gms /bag or as per manufacturer's specifications and as directed by Project Head / EIC. | [15 empty] | Chunk_64 | LINE_ITEM |  | STEEL_WORKS | Structural Steel |  |  | Other Building Elements | Inherited from header | STAGE_3_STRICT_INHERITANCE_FALLBACK | 85.0% | STRICT_INHERITANCE_FALLBACK | True | False | FALLBACK_BUT_CONTEXT_PRESERVED | {}
J 1 | Providing and laying of M20 grade concrete for flooring in parking area laid in alternate panels including preparation of base surface, vibration, compaction and curing etc., complete as per standard specifications / approved drawings and as directed by engineer in-charge. Location : Parking area, ramp flooring works & at locations wherever directed by EIC. | [15 empty] | Chunk_64 | LINE_ITEM |  | STEEL_WORKS | Structural Steel |  |  | Other Building Elements | Inherited from header | STAGE_3_STRICT_INHERITANCE_FALLBACK | 85.0% | STRICT_INHERITANCE_FALLBACK | True | False | FALLBACK_BUT_CONTEXT_PRESERVED | {}
i | Location : Basement-2 Parking area (excluding lobby & service area) & at locations wherever directed by EIC |  |  | Cum | 100 | 93 |  |  |  |  | 0 | 193 | #ERROR! | #ERROR! | Considered 200mm thk grade slab, hence notional qty considered for screed. Project head to review & confirm on the same. 125mm thick - 8,748.10 Sqm |  | Chunk_64 | LINE_ITEM | Cum | STEEL_WORKS | Structural Steel |  |  | Foundations (Substructure) | Inherited from header | STAGE_3_STRICT_INHERITANCE_FALLBACK | 85.0% | STRICT_INHERITANCE_FALLBACK | True | False | FALLBACK_BUT_CONTEXT_PRESERVED | {}
ii | Location : Basement-1 Parking area (excluding lobby & service area) & at locations wherever directed by EIC |  |  | Cum | 1083 | [5 empty] | 0 | 1083 | #ERROR! | #ERROR! | Considered screed of 125mm thick - 8,660.43 Sqm |  | Chunk_64 | LINE_ITEM | Cum | STEEL_WORKS | Structural Steel |  |  | Foundations (Substructure) | Inherited from header | STAGE_3_STRICT_INHERITANCE_FALLBACK | 85.0% | STRICT_INHERITANCE_FALLBACK | True | False | FALLBACK_BUT_CONTEXT_PRESERVED | {}
iii | Location : Stilt Parking area (excluding lobby & service area) & at locations wherever directed by EIC |  |  | Cum | 114 | [5 empty] | 0 | 114 | #ERROR! | #ERROR! | Ground floor parking area |  | Chunk_64 | LINE_ITEM | Cum | STEEL_WORKS | Structural Steel |  |  | Other Building Elements | Inherited from header | STAGE_3_STRICT_INHERITANCE_FALLBACK | 85.0% | STRICT_INHERITANCE_FALLBACK | True | False | FALLBACK_BUT_CONTEXT_PRESERVED | {}
iv | Ramp area at all levels & at locations wherever directed by EIC |  |  | Cum | 130 | [5 empty] | 0 | 130 | #ERROR! | #ERROR! | Considered screed of 125mm thick - 1,033.72 Sqm |  | Chunk_64 | LINE_ITEM | Cum | STEEL_WORKS | Structural Steel |  |  | Other Building Elements | Inherited from header | STAGE_3_STRICT_INHERITANCE_FALLBACK | 85.0% | STRICT_INHERITANCE_FALLBACK | True | False | FALLBACK_BUT_CONTEXT_PRESERVED | {}
[14 empty] | 0 |  |  |  | EMPTY | [7 empty] | STAGE_1_EMPTY_ROW
J 2 | Providing vacuum de - watered flooring operation, rate to include for providing side forms of required size, Vibrating the concrete by using screed vibrator, de-watering using vacuum pumps by suction method and finishing the top surface to required level and gradient using skim floaters/ discs/ power trowels. curing etc., complete. Location : Parking area, ramp flooring works & at locations wherever directed by EIC. | [12 empty] | 0 |  |  | Chunk_64 | LINE_ITEM |  | STEEL_WORKS | Structural Steel |  |  | Other Building Elements | Inherited from header | STAGE_3_STRICT_INHERITANCE_FALLBACK | 85.0% | STRICT_INHERITANCE_FALLBACK | True | False | FALLBACK_BUT_CONTEXT_PRESERVED | {}
i | Location : Basement-2 Parking area (excluding lobby & service area) & at locations wherever directed by EIC |  |  | Sqm | 8749 | 744 |  |  |  |  | 0 | 9493 | #ERROR! | #ERROR! | VDF - 8,748.10 Sqm |  | Chunk_64 | LINE_ITEM | Sqm | STEEL_WORKS | Structural Steel |  |  | Foundations (Substructure) | Inherited from header | STAGE_3_STRICT_INHERITANCE_FALLBACK | 85.0% | STRICT_INHERITANCE_FALLBACK | True | False | FALLBACK_BUT_CONTEXT_PRESERVED | {}
ii | Location : Basement-1 Parking area (excluding lobby & service area) & at locations wherever directed by EIC |  |  | Sqm | 8700 | [5 empty] | 0 | 8700 | #ERROR! | #ERROR! | VDF - 8,660.43 Sqm |  | Chunk_64 | LINE_ITEM | Sqm | STEEL_WORKS | Structural Steel |  |  | Foundations (Substructure) | Inherited from header | STAGE_3_STRICT_INHERITANCE_FALLBACK | 85.0% | STRICT_INHERITANCE_FALLBACK | True | False | FALLBACK_BUT_CONTEXT_PRESERVED | {}
iii | Location : Stilt Parking area (excluding lobby & service area) & at locations wherever directed by EIC |  |  | Sqm | 908 | [5 empty] | 0 | 908 | #ERROR! | #ERROR! | Ground floor parking area |  | Chunk_64 | LINE_ITEM | Sqm | STEEL_WORKS | Structural Steel |  |  | Other Building Elements | Inherited from header | STAGE_3_STRICT_INHERITANCE_FALLBACK | 85.0% | STRICT_INHERITANCE_FALLBACK | True | False | FALLBACK_BUT_CONTEXT_PRESERVED | {}
iii | Ramp area at all levels & at locations wherever directed by EIC |  |  | Sqm | 1034 | [5 empty] | 0 | 1034 | #ERROR! | #ERROR! | VDF - 1,033.72 Sqm |  | Chunk_64 | LINE_ITEM | Sqm | OTHERS | Ramp Area Finish |  |  | Other Building Elements |  | STAGE_3_ENHANCED_INHERITANCE | 90.0% | ENHANCED_CONTEXT_INHERITANCE | False | False | OVERRIDE_UNIT_CONTRADICTION | {}
[14 empty] | 0 |  |  |  | EMPTY | [7 empty] | STAGE_1_EMPTY_ROW
J 3 | Over and above Item for cutting grooves (at every 4 m or as specified by EIC) of size 5 mm/6mm x 10 mm at control joints & at all locations indicated by EIC and filling the grooves with polymer based Sealant (Colpor - 200 from Fosroc chemicals or equivalent) Location : Parking area VDF flooring & at locations wherever directed by EIC. | [12 empty] | 0 |  |  | Chunk_64 | LINE_ITEM |  | OTHERS | Polymer Based Sealant |  |  | Other Building Elements |  | STAGE_3_ENHANCED_INHERITANCE | 90.0% | ENHANCED_CONTEXT_INHERITANCE | False | False | OVERRIDE_NEW_ACTIVITY | {}
i | Location : Basement-2 Parking area (excluding lobby & service area) & at locations wherever directed by EIC |  |  | Rmt | 5125 | 442 |  |  |  |  | 0 | 5567 | #ERROR! | #ERROR! | Grooves at 4m center to center |  | Chunk_64 | LINE_ITEM | Rmt | STEEL_WORKS | Structural Steel | MS Angles, Plates, Sections |  | Foundations (Substructure) |  | STAGE_3_ENHANCED_INHERITANCE | 90.0% | ENHANCED_CONTEXT_INHERITANCE | True | False | INHERITED_WITH_MODIFICATION | {}
ii | Location : Basement-1 Parking area (excluding lobby & service area) & at locations wherever directed by EIC |  |  | Rmt | 5125 | [5 empty] | 0 | 5125 | #ERROR! | #ERROR! | Grooves at 4m center to center |  | Chunk_64 | LINE_ITEM | Rmt | STEEL_WORKS | Structural Steel | MS Angles, Plates, Sections |  | Foundations (Substructure) |  | STAGE_3_ENHANCED_INHERITANCE | 90.0% | ENHANCED_CONTEXT_INHERITANCE | True | False | INHERITED_WITH_MODIFICATION | {}
iii | Location : Stilt Parking area (excluding lobby & service area) & at locations wherever directed by EIC |  |  | Rmt | 486 | [5 empty] | 0 | 486 | #ERROR! | #ERROR! | Ground floor parking area |  | Chunk_64 | LINE_ITEM | Rmt | STEEL_WORKS | Structural Steel | MS Angles, Plates, Sections |  | Other Building Elements |  | STAGE_3_ENHANCED_INHERITANCE | 90.0% | ENHANCED_CONTEXT_INHERITANCE | True | False | INHERITED_WITH_MODIFICATION | {}
[14 empty] | 0 |  |  |  | EMPTY | [7 empty] | STAGE_1_EMPTY_ROW
J 4 | Providing & Laying M20 grade concrete flooring laid in alternate panels of size as indicated by EIC, including preparation of base surface, side forms as required, consolidating, curing etc. complete, as per standard specifications/ approved drawings and as directed by engineer - in - charge. | [12 empty] | 0 |  |  | Chunk_65_HEADER | HEADER |  | STRUCTURE_CONCRETE | Concrete | M20 |  | Other Building Elements | ACTIVITY PRIORITY CONFIRMED: Laying | STAGE_2_AI_VERIFIED_WITH_ACTIVITY_PRIORITY | 95.0% | AI_HEADER_VERIFICATION_ACTIVITY_PRIORITY |  |  | HEADER_VERIFICATION | {}
a | Location : Utility Room, Service Provider, Pump Room - STP & UG, LMR room screed concrete flooring & at locations wherever directed by EIC. | [12 empty] | 0 |  |  | Chunk_65 | LINE_ITEM |  | STRUCTURE_CONCRETE | Screed Concrete |  |  | Other Building Elements |  | STAGE_3_ENHANCED_INHERITANCE | 90.0% | ENHANCED_CONTEXT_INHERITANCE | True | False | INHERITED_WITH_MODIFICATION | {}
i | Basement-2 to Basement-1 |  |  | Cum | 65 | 0 |  |  |  |  | 0 | 65 | #ERROR! | #ERROR! | Considered screed of 100mm thick Fire Pump room - 122.42 Sqm PHE Pump room - 82.25 Sqm STP Pump room - 104.04 Sqm |  | Chunk_65 | LINE_ITEM | Cum | STRUCTURE_CONCRETE | Concrete |  |  | Foundations (Substructure) |  | STAGE_3_ENHANCED_INHERITANCE | 90.0% | ENHANCED_CONTEXT_INHERITANCE | True | False | INHERITED_NO_CHANGE | {}
ii | Stilt to Terrace floor |  |  | Cum |  |  | 39 | 57 | 66 |  | 162 | 162 | #ERROR! | #ERROR! | Conside the Service room flooring |  | Chunk_65 | LINE_ITEM | Cum | STRUCTURE_CONCRETE | Concrete |  |  | Other Building Elements |  | STAGE_3_ENHANCED_INHERITANCE | 90.0% | ENHANCED_CONTEXT_INHERITANCE | True | False | INHERITED_NO_CHANGE | {}
[14 empty] | 0 |  |  |  | EMPTY | [7 empty] | STAGE_1_EMPTY_ROW
J 5 | Extra over above item no. J 4, for providing power trowelling / mechanical float for concrete surface as per standard specifications and as directed by engineer in-charge Location : Utility Room, Service Provider, Pump Room - STP & UG, LMR room screed concrete flooring & at locations wherever directed by EIC. |  |  | Sqm | 309 | [5 empty] | 0 | 309 | #ERROR! | #ERROR! | Power Trowelling Fire Pump room - 122.42 Sqm PHE Pump room - 82.25 Sqm STP Pump room - 104.04 Sqm |  | Chunk_65 | LINE_ITEM | Sqm | OTHERS | Power Trowelling/Mechanical Float |  |  | Other Building Elements |  | STAGE_3_ENHANCED_INHERITANCE | 90.0% | ENHANCED_CONTEXT_INHERITANCE | False | False | OVERRIDE_UNIT_CONTRADICTION | {}
[14 empty] | 0 |  |  |  | EMPTY | [7 empty] | STAGE_1_EMPTY_ROW
J 6 | Providing, laying and fixing of 40mmx5mm Glass Strip for concrete Flooring set in mortar supports 75 mm x75 mm in CM 1:4 at required intervals, laid in concrete flooring at 3.5 m C/C both ways and part thereof or not more than 12sqm of panel area or as directed by EIC. Location: Service areas at all levels & at locations wherever directed by EIC. |  |  | Rmt | 146 | [5 empty] | 0 | 146 | 80 | 11680 | Fire Pump room - 122.42 Sqm PHE Pump room - 82.25 Sqm STP Pump room - 104.04 Sqm |  | Chunk_66_HEADER | HEADER |  | OTHERS | Glass Strip |  |  | Other Building Elements | ACTIVITY PRIORITY CORRECTED: The primary activity is laying and fixing glass strips for concrete flooring. While related to flooring, the main subject is the glass strip, which is a specialized accessory not covered by 'FLOORING_TILE' or 'STRUCTURE_CONCRETE' as the primary activity. Classified as 'OTHERS'. | STAGE_2_AI_VERIFIED_WITH_ACTIVITY_PRIORITY | 95.0% | AI_HEADER_VERIFICATION_ACTIVITY_PRIORITY |  |  | HEADER_VERIFICATION | {}
J 7 | Extra over for providing and mixing Graded fibrillated 100% virgin polypropylene fibres in concrete at the rate of 0.90 kg/ cum as per manufacturers specifications. Fibre mesh- MD Supplied by Recron 3S or Equivalent. |  |  | Kg | 2075 | 84 |  |  |  |  | 0 | 2159 | 424 | 915416 | Considered 0.90 kg/cum for screed |  | Chunk_66 | LINE_ITEM | Kg | OTHERS | Fibrillated Polypropylene Fibres |  |  | Other Building Elements |  | STAGE_3_ENHANCED_INHERITANCE | 90.0% | ENHANCED_CONTEXT_INHERITANCE | False | False | OVERRIDE_NEW_ACTIVITY | {}
J 8 | Providing & Applying Hack - Aid Plast/ approved equivalent bonding construction chemical on RCC surface to receive SCREED /GRANO flooring including thoroughly cleaning the surface to remove all the dead mortar, laitance etc., as per manufacturer's specification/ detailed drawings and as directed by Engineer - in charge. |  |  | Sqm | 500 | [5 empty] | 0 | 500 | 81 | 40500 | Considered the screed area |  | Chunk_66 | LINE_ITEM | Sqm | OTHERS | Bonding Construction Chemical |  |  | Load-bearing Structural Frame |  | STAGE_3_ENHANCED_INHERITANCE | 90.0% | ENHANCED_CONTEXT_INHERITANCE | False | False | OVERRIDE_NEW_ACTIVITY | {}
J 9 | Over and above M20 concrete for flooring, for cutting grooves in ramps & at all locations indicated by EIC and complete as per directions of EIC. Location :Ramps & at locations wherever directed by EIC | [12 empty] | 0 |  |  | Chunk_66 | LINE_ITEM |  | OTHERS | Groove Cutting |  |  | Other Building Elements |  | STAGE_3_ENHANCED_INHERITANCE | 90.0% | ENHANCED_CONTEXT_INHERITANCE | False | False | OVERRIDE_NEW_ACTIVITY | {}
i | Groove size - 50mm wide x 30mm deep drainage groove along the centre of ramp |  |  | Rmt | 184 | 0 |  |  |  |  | 0 | 184 | #ERROR! | #ERROR! | Along the centre of ramp |  | Chunk_66 | LINE_ITEM | Rmt | OTHERS | Drainage Groove |  |  | Other Building Elements |  | STAGE_3_ENHANCED_INHERITANCE | 90.0% | ENHANCED_CONTEXT_INHERITANCE | False | False | OVERRIDE_NEW_ACTIVITY | {}
ii | Groove size - 50mm wide x 20-25mm deep groove @ 1m c/c along the width of ramp |  |  | Rmt | 1008 | 0 |  |  |  |  | 0 | 1008 | #ERROR! | #ERROR! | Along the width of ramp |  | Chunk_66 | LINE_ITEM | Rmt | OTHERS | Groove |  |  | Other Building Elements |  | STAGE_3_ENHANCED_INHERITANCE | 90.0% | ENHANCED_CONTEXT_INHERITANCE | False | False | OVERRIDE_NEW_ACTIVITY | {}
| SUB TOTAL CONCRETE FLOORING WORKS | [12 empty] | 967596 |  |  | Chunk_66 | LINE_ITEM |  | OTHERS | Glass Strip |  |  | Other Building Elements |  | STAGE_3_ENHANCED_INHERITANCE | 90.0% | ENHANCED_CONTEXT_INHERITANCE | True | False | INHERITED_NO_CHANGE | {}
K | JOINERY WORKS | [15 empty] | Chunk_66 | LINE_ITEM |  | OTHERS | Joinery Works |  |  | Other Building Elements |  | STAGE_3_ENHANCED_INHERITANCE | 90.0% | ENHANCED_CONTEXT_INHERITANCE | False | False | OVERRIDE_NEW_ACTIVITY | {}
K1 | WOODEN DOORS | [15 empty] | Chunk_66 | LINE_ITEM |  | OTHERS | Wooden Doors |  |  | Other Building Elements |  | STAGE_3_ENHANCED_INHERITANCE | 90.0% | ENHANCED_CONTEXT_INHERITANCE | False | False | OVERRIDE_NEW_ACTIVITY | {}
| PREMABLE FOR WOODEN DOORS (Item No. 1 - 8) | [13 empty] | Line item specifcations & rates updated as PO issued for mock up unit for B.Lumina. PO Nos: For Frames & Shutters : 4500064074: M/s. Doors & More Wood products For Hardwares : 4500063890: M/s. Dorset Industries Private Limited 4500063959: M/s. PAG INTERNATIONAL PVT LTD POs shared by Purchase Team: Mr. Panduranga K & Ms. Nandhana . Ref mail dated 26.5.25 |  | Chunk_66 | LINE_ITEM |  | OTHERS | Glass Strip |  |  | Other Building Elements |  | STAGE_3_ENHANCED_INHERITANCE | 90.0% | ENHANCED_CONTEXT_INHERITANCE | True | False | INHERITED_NO_CHANGE | {}
| A. Timber for frames will be KILN dried & moisture level to be maintained at 12% to 14% | [15 empty] | Chunk_66 | LINE_ITEM |  | OTHERS | Timber for frames |  |  | Load-bearing Structural Frame |  | STAGE_3_ENHANCED_INHERITANCE | 90.0% | ENHANCED_CONTEXT_INHERITANCE | False | False | OVERRIDE_NEW_ACTIVITY | {}
| B. Following tests to be performed on doors in line with IS 4020 (Part-1):1999 & test reports to be furnished. | [15 empty] | Chunk_66 | LINE_ITEM |  | OTHERS | Tests on Doors |  |  | Other Building Elements |  | STAGE_3_ENHANCED_INHERITANCE | 90.0% | ENHANCED_CONTEXT_INHERITANCE | False | False | OVERRIDE_NEW_ACTIVITY | {}
| (a). Dimensional Tolerances, (b). General Flatness, Twist, Curving and Warping | [15 empty] | Chunk_66 | LINE_ITEM |  | OTHERS | Door Test Parameters |  |  | Other Building Elements |  | STAGE_3_ENHANCED_INHERITANCE | 90.0% | ENHANCED_CONTEXT_INHERITANCE | False | False | OVERRIDE_NEW_ACTIVITY | {}
| (c). Local Planeness test and Depth of Deviation, (d). Glue Adhesion Test | [15 empty] | Chunk_66 | LINE_ITEM |  | OTHERS | Glass Strip |  |  | Other Building Elements |  | STAGE_3_ENHANCED_INHERITANCE | 90.0% | ENHANCED_CONTEXT_INHERITANCE | True | False | INHERITED_NO_CHANGE | {}
| (e). Knife Test, (f). Impact and Depth of Indentation, (g). Slamming Test | [15 empty] | Chunk_66 | LINE_ITEM |  | OTHERS | Glass Strip |  |  | Other Building Elements |  | STAGE_3_ENHANCED_INHERITANCE | 90.0% | ENHANCED_CONTEXT_INHERITANCE | True | False | INHERITED_NO_CHANGE | {}
| (h). Flexure (deflection after loading and deflection after removal of loading) | [15 empty] | Chunk_66 | LINE_ITEM |  | OTHERS | Glass Strip |  |  | Other Building Elements |  | STAGE_3_ENHANCED_INHERITANCE | 90.0% | ENHANCED_CONTEXT_INHERITANCE | True | False | INHERITED_NO_CHANGE | {}
| (i). Shock resistance (soft and light impact, soft and heavy impact) | [15 empty] | Chunk_66 | LINE_ITEM |  | OTHERS | Glass Strip |  |  | Other Building Elements |  | STAGE_3_ENHANCED_INHERITANCE | 90.0% | ENHANCED_CONTEXT_INHERITANCE | True | False | INHERITED_NO_CHANGE | {}
| (j). Buckling (deflection after loading and after removal of loading) | [15 empty] | Chunk_66 | LINE_ITEM |  | OTHERS | Glass Strip |  |  | Other Building Elements |  | STAGE_3_ENHANCED_INHERITANCE | 90.0% | ENHANCED_CONTEXT_INHERITANCE | True | False | INHERITED_NO_CHANGE | {}
| (k). Edge loading (deflection after loading and after removal of loading) | [15 empty] | Chunk_66 | LINE_ITEM |  | OTHERS | Glass Strip |  |  | Other Building Elements |  | STAGE_3_ENHANCED_INHERITANCE | 90.0% | ENHANCED_CONTEXT_INHERITANCE | True | False | INHERITED_NO_CHANGE | {}
| (l). Screw Withdrawal length, (m). Humidity Test | [15 empty] | Chunk_66 | LINE_ITEM |  | OTHERS | Glass Strip |  |  | Other Building Elements |  | STAGE_3_ENHANCED_INHERITANCE | 90.0% | ENHANCED_CONTEXT_INHERITANCE | True | False | INHERITED_NO_CHANGE | {}
K 1.1 | Providing stacking, storing & Fixing of African Teak wood frame of single Rebate of approved section 110mm x 55mm for main Doors ( No.of pieces :4 nos including threshold) as per the specifications and drawings. Door frame shall be bitumen painted / antitermite treatment done on to the surface of frame abutting the masonry wall and fixed with 8 mm thick PU foam chemicals of approved make as per manufactures specification and 4 nos of 8mm dia 100mm long anchor fasteners including drilling, finishing the countersunk with suitable filling material etc. complete at all levels. Item includes providing and fixing architrave of size 40x10mm on the outer side & 30x10mm on the inner side of the door using teakwood of profile as shown in the drawing. Also providing and applying two coats of Natural PU lacquer Polish to the frames including for beading of approved brand and shade on new works including surface preparation and one coat of wood filler for wooden surfaces, at all levels & heights, including all leads & lifts of materials, etc., complete all as per directions of EIC. Wall Paneling: As per wall thickness and project requirement. Consider Basic rate of Door frame: Rs.13,653/No (for wooden frame including PU lacquer polish, beading but excluding PU foam, anchor bolts & anti termite treatment). Flat Entrance Door / Main Door : 1050x2100mm (D1) |  |  | Nos |  |  | 155 | 155 | 131 |  | 441 | 441 | #ERROR! | #ERROR! | With Threshold - 4 nos |  | Chunk_67_HEADER | HEADER |  | JOINERY_DOORS | African Teak Wood Frame |  |  | Load-bearing Structural Frame | ACTIVITY PRIORITY CORRECTED: The primary activity is fixing an African Teak wood frame for main doors. This falls under 'JOINERY_DOORS'. The anti-termite treatment and painting are incidental to the installation of the door frame. | STAGE_2_AI_VERIFIED_WITH_ACTIVITY_PRIORITY | 95.0% | AI_HEADER_VERIFICATION_ACTIVITY_PRIORITY |  |  | HEADER_VERIFICATION | {}
K 1.2 | Providing, stacking, storing & fixing of Engineered and treated Steam beach Hard wood frame of single Rebate of approved section 90mm x 40mm without threshold (3 pieces) for following Doors as per the specifications and drawings. Door frame shall be bitumen painted / antitermite treatment done on to the surface of frame abutting the masonry wall and fixed with 8 mm thick PU foam chemicals of approved make as per manufactures specification and 6 nos of 8mm dia 100mm long anchor fasteners including drilling, finishing the countersunk with suitable filling material etc. complete at all levels at all levels. Item includes providing and fixing architrave of size 40x10mm on the outer side & 30x10mm on the inner side using engineered & treated hard wood of profile as shown in the drawing.Providing and applying with two coats of Natural PU lacquer Polish of approved make & shade to the frames including for beading including surface preparation and one coat of wood filler for wooden surfaces, at all levels & heights, including all leads & lifts of materials, etc., complete all as per directions of EIC. Wall Paneling: As per wall thickness and project requirement. Consider Basic rate of Frame: Rs. 6,830/No (for wooden frame including PU lacquer polish but excluding PU foam, anchor bolts & anti termite treatment). Bed Room Door: 900x2100mm (D2) |  |  | Nos |  |  | 310 | 468 | 389 |  | 1167 | 1167 | #ERROR! | #ERROR! | Without Threshold -3 nos |  | Chunk_68_HEADER | HEADER |  | JOINERY_DOORS | Hard wood frame | Steam beach Hard wood |  | Load-bearing Structural Frame | ACTIVITY PRIORITY CORRECTED: The primary activity is 'fixing' a 'Hard wood frame' for doors, which falls under JOINERY_DOORS. The mention of 'masonry wall' is a location detail, and 'bitumen painted / antitermite treatment' and 'PU lacquer Polish' are incidental finishes on the frame, not the main work activity, as per the 'NEW ANCHORING RULE'. | STAGE_2_AI_VERIFIED_WITH_ACTIVITY_PRIORITY | 95.0% | AI_HEADER_VERIFICATION_ACTIVITY_PRIORITY |  |  | HEADER_VERIFICATION | {}
| Same as above for Club house Door - 1300x2200mm (D1322) |  |  | Nos | [5 empty] | 0 | 0 | RO |  | 0 | Club house |  | Chunk_68 | LINE_ITEM | Nos | JOINERY_DOORS | Hard wood frame |  |  | Other Building Elements |  | STAGE_3_ENHANCED_INHERITANCE | 90.0% | ENHANCED_CONTEXT_INHERITANCE | True | False | INHERITED_WITH_MODIFICATION | {}
| Same as above for Club house Door - 1200x2200mm (D1222) |  |  | Nos | [5 empty] | 0 | 0 | RO |  | 0 | Club house |  | Chunk_68 | LINE_ITEM | Nos | JOINERY_DOORS | Hard wood frame |  |  | Other Building Elements |  | STAGE_3_ENHANCED_INHERITANCE | 90.0% | ENHANCED_CONTEXT_INHERITANCE | True | False | INHERITED_WITH_MODIFICATION | {}
| Same as above for Club house Door - 1500x2400mm (D1524) |  |  | Nos | [5 empty] | 0 | 0 | RO |  | 0 | Club house |  | Chunk_68 | LINE_ITEM | Nos | JOINERY_DOORS | Hard wood frame |  |  | Other Building Elements |  | STAGE_3_ENHANCED_INHERITANCE | 90.0% | ENHANCED_CONTEXT_INHERITANCE | True | False | INHERITED_WITH_MODIFICATION | {}
| Same as above for Club house Door - 1000x2200mm |  |  | Nos | [5 empty] | 0 | 0 | RO |  | 0 | Club house |  | Chunk_68 | LINE_ITEM | Nos | JOINERY_DOORS | Hard wood frame |  |  | Other Building Elements |  | STAGE_3_ENHANCED_INHERITANCE | 90.0% | ENHANCED_CONTEXT_INHERITANCE | True | False | INHERITED_WITH_MODIFICATION | {}
| Same as above for Club house Door - 1500x2200mm |  |  | Nos | [5 empty] | 0 | 0 | RO |  | 0 | Club house |  | Chunk_68 | LINE_ITEM | Nos | JOINERY_DOORS | Hard wood frame |  |  | Other Building Elements |  | STAGE_3_ENHANCED_INHERITANCE | 90.0% | ENHANCED_CONTEXT_INHERITANCE | True | False | INHERITED_WITH_MODIFICATION | {}
| Same as above for Club house Door - 1200x2200mm |  |  | Nos | [5 empty] | 0 | 0 | RO |  | 0 | Club house |  | Chunk_68 | LINE_ITEM | Nos | JOINERY_DOORS | Hard wood frame |  |  | Other Building Elements |  | STAGE_3_ENHANCED_INHERITANCE | 90.0% | ENHANCED_CONTEXT_INHERITANCE | True | False | INHERITED_WITH_MODIFICATION | {}
| Same as above for Club house Door - 1500x2100mm |  |  | Nos | [5 empty] | 0 | 0 | RO |  | 0 | Club house |  | Chunk_68 | LINE_ITEM | Nos | JOINERY_DOORS | Hard wood frame |  |  | Other Building Elements |  | STAGE_3_ENHANCED_INHERITANCE | 90.0% | ENHANCED_CONTEXT_INHERITANCE | True | False | INHERITED_WITH_MODIFICATION | {}
K 1.3 | Providing, stacking, storing & fixing of Engineered and treated Steam beach Hard wood frame of single Rebate of approved section 90mm x 40mm without threshold (3 pieces) for following Doors as per the specifications and drawings. Door frame shall be bitumen painted / antitermite treatment done on to the surface of frame abutting the masonry wall and fixed with 8 mm thick PU foam chemicals of approved make as per manufactures specification and 6 nos of 8mm dia 100mm long anchor fasteners including drilling, finishing the countersunk with suitable filling material etc. complete at all levels. Item includes providing and fixing architrave of size 40x10mm on the outer side & 30x10mm on the inner side of the door using engineered & treated hard wood of profile as shown in the drawing. Providing and applying with two coats of white PU Polish of approved make & shade to the frames including for beading including surface preparation and one coat of wood filler for wooden surfaces, at all levels & heights, including all leads & lifts of materials, etc., complete all as per directions of EIC. PU Polish / Pu paint for Architrave Consider Basic rate of Frame: Rs. 6726/No (for wooden frame including PU paint but excluding PU foam, anchor bolts & anti termite treatment). Toilet Door & Maids toilet door : 800x2100mm (D3) |  |  | Nos |  |  | 310 | 307 | 389 |  | 1006 | 1006 | #ERROR! | #ERROR! | Without Threshold -3 nos |  | Chunk_69_HEADER | HEADER |  | JOINERY_DOORS | Hard wood frame | Steam beach Hard wood |  | Load-bearing Structural Frame | ACTIVITY PRIORITY CORRECTED: The primary activity is 'fixing' a 'Hard wood frame' for doors, which falls under JOINERY_DOORS. The mention of 'masonry wall' is a location detail, and 'bitumen painted / antitermite treatment' and 'white PU Polish' are incidental finishes on the frame, not the main work activity, as per the 'NEW ANCHORING RULE'. | STAGE_2_AI_VERIFIED_WITH_ACTIVITY_PRIORITY | 95.0% | AI_HEADER_VERIFICATION_ACTIVITY_PRIORITY |  |  | HEADER_VERIFICATION | {}
| Same as above for Club house Door - 850x2200mm |  |  | Nos | [5 empty] | 8 | 0 | RO |  | 0 | Club house |  | Chunk_69 | LINE_ITEM | Nos | JOINERY_DOORS | Hard wood frame |  |  | Other Building Elements |  | STAGE_3_ENHANCED_INHERITANCE | 90.0% | ENHANCED_CONTEXT_INHERITANCE | True | False | INHERITED_WITH_MODIFICATION | {}
K 1.4 | Providing stacking, storing & Fixing designer 40mm thk Solid Flush designer shutter with both Side Natural Teak Veneer with Horizontal Grains & Vertical / Horizontal Grooves on both sides of approved make & design for Entrance door Including sizing of doors, including providing & fixing of hardware fittings complete as shown in drawings at all levels with following specification. a. Infill: Densified particle board / Solid Particle Board b. Internal Frame Size on all sides of the infill: Stile, Rails & Intermediate Rail: 60mm Width & 40mm Thick seasoned Pine/ Spruce wood should be used as per IS2202. c. Internal Frame Timber: Kiln Dried Spruce/Pine Wood or Equivalent as per IS2202 d. Lock Rail Size in mm : 450 mm length x 50 mm wide, at centre of the stile. e. Lock Rail Timber: Kiln Dried Spruce/Pine Wood or Equivalent as per IS2202 f. Core Surface Material: Plywood. g. Core Surface Material thickness: Min of 2mm thick h. Top Surface Material: Walnut/ Sapeli/ Teak Veneer or equivalent. i. Veneer thickness in mm: 0.35mm thk j. Pressing: Hot pressing. Also providing and Applying two coats of Natural PU lacquer Polish of approved brand and shade including four sides finished with PVC banding matching the door colour & one coat of wood filler for door shutter, at all levels including all leads & lifts of materials, etc., complete all as per directions of EIC.. Shutter size: Suitable size for Flat Entrance Door / Main Door : 1050x2100mm (D) Consider Basic rate of Door shutter: Rs 9,349/No (including PU lacquer polish). Consider the basic rate of hardware fixtures : Rs 2213 per door. |  |  | Nos |  |  | 155 | 155 | 131 |  | 441 | 441 | #ERROR! | #ERROR! | Flat Entrance door |  | Chunk_70_HEADER | HEADER |  | JOINERY_DOORS | Solid Flush designer shutter | Natural Teak Veneer |  | Load-bearing Structural Frame | ACTIVITY PRIORITY CONFIRMED: Fixing designer shutter | STAGE_2_AI_VERIFIED_WITH_ACTIVITY_PRIORITY | 95.0% | AI_HEADER_VERIFICATION_ACTIVITY_PRIORITY |  |  | HEADER_VERIFICATION | {}
| Same as above for Club house Main Door - 1733x2200mm (D1322) |  |  | Nos | [5 empty] | 0 | 0 | RO |  | 0 | Club house |  | Chunk_70 | LINE_ITEM | Nos | JOINERY_DOORS | Solid Flush designer shutter |  |  | Other Building Elements |  | STAGE_3_ENHANCED_INHERITANCE | 90.0% | ENHANCED_CONTEXT_INHERITANCE | True | False | INHERITED_WITH_MODIFICATION | {}
K 1.5 | Providing, stacking, storing & Fixing Flush shutter of 32 mm thk with both sides laminate- AMA 100 or as per approved sample of approved make & design, including sizing of doors including providing & fixing of hardware fittings complete as shown in drawings at all levels with following specification. a. Infill: Densified Particle Board / SolidParticle Board b. Internal Frame Size on all sides of the infill: Stile, Rails & Intermediate Rail: 60mm Width & 35mm Thick seasoned Pine/ Spruce wood should be used as per IS2202 c. Internal Frame Timber: Kiln Dried Spruce/Pine Wood or Equivalent as per IS2202 d. Lock Rail Size in mm : 450 mm length x 50 mm wide, at centre of the stile. e. Lock Rail Timber: Kiln Dried Spruce/Pine Wood or Equivalent as per IS2202 f. Top Surface Material: Min of 0.8/1.0mm thk laminate or equivalent. g. Finish: laminate finish; Hot pressing h. four sides are with PVC edge banding matching with door colour Providing and applying with two coats of Natural PU lacquer Polish of approved make & shade and laminate finish for door shutter including preparation of surfaces & four sides finished with PVC edge banding matching with door colour etc. complete as per specifications at all levels including all leads & lifts of materials, etc., all as per directions of EIC. Shutter size: Suitable size for Bed Room Door: 900x2100mm (D1) Consider Basic rate of Door shutter: Rs 5224/No (Including painting). Consider the basic rate of hardware fixtures : Rs 1,710 per door. |  |  | Nos |  |  | 310 | 468 | 389 |  | 1167 | 1167 | #ERROR! | #ERROR! | Bedroom doors |  | Chunk_71_HEADER | HEADER |  | JOINERY_DOORS | Flush shutter | laminate- AMA 100 |  | Load-bearing Structural Frame | ACTIVITY PRIORITY CORRECTED: The primary activity is 'Fixing' a 'Flush shutter' for a bedroom door, which falls under JOINERY_DOORS. The 'Natural PU lacquer Polish' and 'laminate finish' are incidental finishes on the shutter, not the main work activity, as per the 'NEW ANCHORING RULE'. | STAGE_2_AI_VERIFIED_WITH_ACTIVITY_PRIORITY | 95.0% | AI_HEADER_VERIFICATION_ACTIVITY_PRIORITY |  |  | HEADER_VERIFICATION | {}
| Same as above for Club house Door - 1300x2200mm (D1322) |  |  | Nos | [5 empty] | 0 | 0 | RO |  | 0 | Club house |  | Chunk_71 | LINE_ITEM | Nos | JOINERY_DOORS | Flush shutter |  |  | Other Building Elements |  | STAGE_3_ENHANCED_INHERITANCE | 90.0% | ENHANCED_CONTEXT_INHERITANCE | True | False | INHERITED_WITH_MODIFICATION | {}
| Same as above for Club house Door - 1200x2200mm (D1222) |  |  | Nos | [5 empty] | 0 | 0 | RO |  | 0 | Club house |  | Chunk_71 | LINE_ITEM | Nos | JOINERY_DOORS | Flush shutter |  |  | Other Building Elements |  | STAGE_3_ENHANCED_INHERITANCE | 90.0% | ENHANCED_CONTEXT_INHERITANCE | True | False | INHERITED_WITH_MODIFICATION | {}
| Same as above for Club house Door - 1500x2400mm (D1524) |  |  | Nos | [5 empty] | 0 | 0 | RO |  | 0 | Club house |  | Chunk_71 | LINE_ITEM | Nos | JOINERY_DOORS | Flush shutter |  |  | Other Building Elements |  | STAGE_3_ENHANCED_INHERITANCE | 90.0% | ENHANCED_CONTEXT_INHERITANCE | True | False | INHERITED_WITH_MODIFICATION | {}
| Same as above for Club house Door - 1000x2200mm |  |  | Nos | [5 empty] | 0 | 0 | RO |  | 0 | Club house |  | Chunk_71 | LINE_ITEM | Nos | JOINERY_DOORS | Flush shutter |  |  | Other Building Elements |  | STAGE_3_ENHANCED_INHERITANCE | 90.0% | ENHANCED_CONTEXT_INHERITANCE | True | False | INHERITED_WITH_MODIFICATION | {}
| Same as above for Club house Door - 1500x2200mm |  |  | Nos | [5 empty] | 0 | 0 | RO |  | 0 | Club house |  | Chunk_71 | LINE_ITEM | Nos | JOINERY_DOORS | Flush shutter |  |  | Other Building Elements |  | STAGE_3_ENHANCED_INHERITANCE | 90.0% | ENHANCED_CONTEXT_INHERITANCE | True | False | INHERITED_WITH_MODIFICATION | {}
| Same as above for Club house Door - 1200x2200mm |  |  | Nos | [5 empty] | 0 | 0 | RO |  | 0 | Club house |  | Chunk_71 | LINE_ITEM | Nos | JOINERY_DOORS | Flush shutter |  |  | Other Building Elements |  | STAGE_3_ENHANCED_INHERITANCE | 90.0% | ENHANCED_CONTEXT_INHERITANCE | True | False | INHERITED_WITH_MODIFICATION | {}
| Same as above for Club house Door - 1500x2100mm |  |  | Nos | [5 empty] | 0 | 0 | RO |  | 0 | Club house |  | Chunk_71 | LINE_ITEM | Nos | JOINERY_DOORS | Flush shutter |  |  | Other Building Elements |  | STAGE_3_ENHANCED_INHERITANCE | 90.0% | ENHANCED_CONTEXT_INHERITANCE | True | False | INHERITED_WITH_MODIFICATION | {}
K 1.6 | Providing stacking, storing & Fixing of 32mm thick Waterproof flush shutter with both side Laminate - AMA 100 or as per approved sample & including providing & fixing hardware fittings complete as shown in drawings at all levels with following specification at all levels including all leads & lifts of materials, etc., complete all as per directions of EIC. a. Infill: Densified Particle Board/tubular Particle Board b. Internal Frame Size on all sides of the infill: Stile, Rails & Intermediate Rail: 60mm Width & 35mm Thick seasoned Pine/ Spruce wood should be used as per IS2202. c. Internal Frame Timber: Kiln Dried Spruce/Pine Wood or Equivalent as per IS2202. d. Lock Rail Size in mm : 450 mm length x 50 mm wide, at centre of the stile. e. Lock Rail Timber: Kiln Dried Spruce/Pine Wood or Equivalent as per IS2202. f. Surface material: Plywood g. Laminate Finish h. Top Surface Material: Laminate. i. Top surface thickness: 0.8mm / 1.0mm j. Pressing: Hot pressing Providing and applying with two coats of Natural PU lacquer Polish of approved make & shade and laminate finish for door shutter including preparation of surfaces & four sides finished with PVC edge banding matching with door colour etc. complete as per specifications at all levels including all leads & lifts of materials, etc., all as per directions of EIC. Shutter size: Suitable size for Toilet Door : 800x2100mm (D3). Consider Basic rate of Door shutter: Rs 4924/No (excluding painting). Consider the basic rate of hardware fixtures : Rs 1,690 per door. |  |  | Nos |  |  | 310 | 307 | 389 |  | 1006 | 1006 | #ERROR! | #ERROR! | Toilet Doors |  | Chunk_72_HEADER | HEADER |  | JOINERY_DOORS | Waterproof flush shutter | Laminate - AMA 100 |  | Load-bearing Structural Frame | ACTIVITY PRIORITY CORRECTED: The primary activity is 'Fixing' a 'Waterproof flush shutter' for a toilet door, which falls under JOINERY_DOORS. The 'Natural PU lacquer Polish' and 'laminate finish' are incidental finishes on the shutter, not the main work activity, as per the 'NEW ANCHORING RULE'. | STAGE_2_AI_VERIFIED_WITH_ACTIVITY_PRIORITY | 95.0% | AI_HEADER_VERIFICATION_ACTIVITY_PRIORITY |  |  | HEADER_VERIFICATION | {}
| Same as above for Club house Door - 850x2200mm |  |  | Nos | [5 empty] | 4 | 0 | RO |  | 0 | Club house |  | Chunk_72 | LINE_ITEM | Nos | JOINERY_DOORS | Waterproof flush shutter |  |  | Other Building Elements |  | STAGE_3_ENHANCED_INHERITANCE | 90.0% | ENHANCED_CONTEXT_INHERITANCE | True | False | INHERITED_WITH_MODIFICATION | {}
| Providing and applying approved make white colour Silicon sealant of average 5 mm thick, for door frames /architraves and wall junction on the frontside or backside or on both sides of the doors, as directed by EIC. |  |  | Rmt |  |  | 789 | 944 | 924 |  | 2657 | 2657 | #ERROR! | #ERROR! | As per BEL instruction considered 3 sides of the door at 20% |  | Chunk_72 | LINE_ITEM | Rmt | FINISHING_WORK | Silicon sealant |  |  | Load-bearing Structural Frame |  | STAGE_3_ENHANCED_INHERITANCE | 90.0% | ENHANCED_CONTEXT_INHERITANCE | False | False | OVERRIDE_NEW_ACTIVITY | {}
| SUB TOTAL - WOODEN DOORS | [12 empty] | 0 |  |  | Chunk_72 | LINE_ITEM |  | JOINERY_DOORS | Waterproof flush shutter |  |  | Other Building Elements |  | STAGE_3_ENHANCED_INHERITANCE | 90.0% | ENHANCED_CONTEXT_INHERITANCE | True | False | INHERITED_NO_CHANGE | {}
K2 | FIRE RATED DOORS | [15 empty] | Chunk_72 | LINE_ITEM |  | JOINERY_DOORS | Fire Rated Doors |  |  | Other Building Elements |  | STAGE_3_ENHANCED_INHERITANCE | 90.0% | ENHANCED_CONTEXT_INHERITANCE | True | False | INHERITED_WITH_MODIFICATION | {}
1 | Providing and fixing in position two hour fire rated Steel Doors of approved make and size to suit finish plastered wall openings of size as per the detail drawings and as per specifications indicated below Door Frames shall be manufactured from galvanised steel confirming to IS 277 . Frame to have reinforced 3mm hinge plate with ANSI approved pattern. The hinge plate shall have predrilled holes and to be fixed with Dorma/ Hager or approved equivalent make stainless steel ball bearing butt hinge of approved size as per the detail drawings. All preparations to fix the required hardware at site shall be pre-punched at factory as per the manufacturers specifications adhering to detail drawings and based on the approved make of hardware. All reinforcements used shall be manufactured from Galvanised Steel. Door shutters (Single or Double) shall be manufactured from Galvanised Steel of specified thickness confirming to IS 277 and shutter shall be of approved thickness with glass fixed vision panel or Louvers if required as per the detail drawings. Location: Lower basement to terrace level. Note: (i) If concrete fill for door frame is done as per directions of EIC, concrete will be measured & paid under PCC M10 item of work. (ii) Rate to include for anchor bolts to fix the door frame. For single shutter door frame 6nos of anchor bolts of suitable dia & length as per manufacturer specification. And for double shutter door frame, 8 no's of anchor bolts of suitable dia & length as per manufacturer specification. | [15 empty] | Chunk_73_HEADER | HEADER |  | JOINERY_DOORS | Steel Doors |  |  | Foundations (Substructure) | ACTIVITY PRIORITY CORRECTED: The primary activity is the providing and fixing of Steel Doors, which falls under Joinery/Doors. Incidental concrete fill is not the main work. | STAGE_2_AI_VERIFIED_WITH_ACTIVITY_PRIORITY | 95.0% | AI_HEADER_VERIFICATION_ACTIVITY_PRIORITY |  |  | HEADER_VERIFICATION | {}
| Fire rating: 120 minutes | [15 empty] | Chunk_73 | LINE_ITEM |  | JOINERY_DOORS | Steel Doors |  |  | Other Building Elements |  | STAGE_3_ENHANCED_INHERITANCE | 90.0% | ENHANCED_CONTEXT_INHERITANCE | True | False | INHERITED_WITH_MODIFICATION | {}
| Type: as indicated below | [15 empty] | Chunk_73 | LINE_ITEM |  | JOINERY_DOORS | Steel Doors |  |  | Other Building Elements |  | STAGE_3_ENHANCED_INHERITANCE | 90.0% | ENHANCED_CONTEXT_INHERITANCE | True | False | INHERITED_WITH_MODIFICATION | {}
| Frame size:143 mm x57 mm with bending radius of maximum 1.4mm (+ / - 0.1 mm) | [15 empty] | Chunk_73 | LINE_ITEM |  | JOINERY_DOORS | Steel Doors |  |  | Load-bearing Structural Frame |  | STAGE_3_ENHANCED_INHERITANCE | 90.0% | ENHANCED_CONTEXT_INHERITANCE | True | False | INHERITED_WITH_MODIFICATION | {}
| Frame sheet thickness :1.6 mm | [15 empty] | Chunk_73 | LINE_ITEM |  | JOINERY_DOORS | Steel Doors |  |  | Load-bearing Structural Frame |  | STAGE_3_ENHANCED_INHERITANCE | 90.0% | ENHANCED_CONTEXT_INHERITANCE | True | False | INHERITED_WITH_MODIFICATION | {}
| Shutter thickness: 48 mm | [15 empty] | Chunk_73 | LINE_ITEM |  | JOINERY_DOORS | Steel Doors |  |  | Other Building Elements |  | STAGE_3_ENHANCED_INHERITANCE | 90.0% | ENHANCED_CONTEXT_INHERITANCE | True | False | INHERITED_WITH_MODIFICATION | {}
| Shutter sheet thickness : 1.0 mm | [15 empty] | Chunk_73 | LINE_ITEM |  | JOINERY_DOORS | Steel Doors |  |  | Other Building Elements |  | STAGE_3_ENHANCED_INHERITANCE | 90.0% | ENHANCED_CONTEXT_INHERITANCE | True | False | INHERITED_WITH_MODIFICATION | {}
| Rebate : Single rebate | [15 empty] | Chunk_73 | LINE_ITEM |  | JOINERY_DOORS | Steel Doors |  |  | Other Building Elements |  | STAGE_3_ENHANCED_INHERITANCE | 90.0% | ENHANCED_CONTEXT_INHERITANCE | True | False | INHERITED_WITH_MODIFICATION | {}
| Colour & finish: As approved RAL colour shade | [15 empty] | Chunk_73 | LINE_ITEM |  | JOINERY_DOORS | Steel Doors |  |  | Other Building Elements |  | STAGE_3_ENHANCED_INHERITANCE | 90.0% | ENHANCED_CONTEXT_INHERITANCE | True | False | INHERITED_WITH_MODIFICATION | {}
| The infill material for shutters shall be honeycomb Kraft paper and shall be lock seamed at stile edges with no visible fasteners and welding. All shutters to have hinge preparations on both stile edges except strike and lock shutters. Door frames and shutters shall be premiered with self-etching Zinc Phosphate stoving primer of 35 DFT as per the manufacturers specifications adhering to detail drawings and Architects approval. Door frames and shutters to be finished with UV stabilized polyurethane stoving paint to 35 DFT as per the manufacturers specifications adhering to detail drawings and Architects approval. Individual frames members and door shutters to be protected with Co-extruded PE film, with low tack adhesive. PE film proposed shall be of minimum 55-micron thick, abrasion resistant and with 6 months UV resistance Capability. (Manufacturers Test Report to be submitted for the same) and placed in individual sealed cardboard boxes of adequate thickness as per manufacturers specifications to avoid damage in transit and storage at site. Frames to be assembled at site with aid of roofing bolts. Door Frames and shutters to be suitably packed in cardboard boxes made of adequate thickness as per manufacturers specifications for safe storage at site. This also includes providing, storage and fixing the hardware like hinges, Locks etc. complete as per the detail drawings. | [15 empty] | Chunk_73 | LINE_ITEM |  | JOINERY_DOORS | Steel Doors |  |  | Foundations (Substructure) |  | STAGE_3_ENHANCED_INHERITANCE | 90.0% | ENHANCED_CONTEXT_INHERITANCE | True | False | INHERITED_WITH_MODIFICATION | {}
K 2.1 | Door frame & Single leaf shutter of size FD5 - 1100mm x 2100mm or shaft doors of any other size Location : Staircase door at all levels & at locations wherever directed by EIC | [15 empty] | Chunk_73 | LINE_ITEM |  | JOINERY_DOORS | Steel Doors |  |  | Load-bearing Structural Frame |  | STAGE_3_ENHANCED_INHERITANCE | 90.0% | ENHANCED_CONTEXT_INHERITANCE | True | False | INHERITED_WITH_MODIFICATION | {}
a | Door frame & shutter |  |  | Sqm |  |  | 155 | 151 | 195 |  | 501 | 501 | 3500 | 1753500 | Door name changed FD5 to FD |  | Chunk_73 | LINE_ITEM | Sqm | JOINERY_DOORS | Steel Doors |  |  | Load-bearing Structural Frame |  | STAGE_3_ENHANCED_INHERITANCE | 90.0% | ENHANCED_CONTEXT_INHERITANCE | True | False | INHERITED_WITH_MODIFICATION | {}
b | Door Closer "DORMA" TS "68" with standard arm (EN 2-4) |  |  | Nos |  |  | 67 | 65 | 84 |  | 216 | 216 | 1735 | 374760 | Consider 01 nos per door |  | Chunk_73 | LINE_ITEM | Nos | HARDWARE_FITTINGS | Door Closer |  |  | Other Building Elements |  | STAGE_3_ENHANCED_INHERITANCE | 90.0% | ENHANCED_CONTEXT_INHERITANCE | False | False | OVERRIDE_NEW_ACTIVITY | {}
c | Panic bar of DORMA / HAGER or Equivalent - Single point locking |  |  | Nos |  |  | 67 | 65 | 84 |  | 216 | 216 | 5500 | 1188000 | Consider 01 nos per door |  | Chunk_73 | LINE_ITEM | Nos | JOINERY_DOORS | Panic Bar |  |  | Other Building Elements |  | STAGE_3_ENHANCED_INHERITANCE | 90.0% | ENHANCED_CONTEXT_INHERITANCE | True | False | INHERITED_WITH_MODIFICATION | {}
d | Vision panel with 10mm thk fire rated glass of size 200mm x 300mm |  |  | Nos |  |  | 67 | 65 | 84 |  | 216 | 216 | 3570 | 771120 | Consider 01 nos per door |  | Chunk_73 | LINE_ITEM | Nos | JOINERY_DOORS | Vision Panel with Fire Rated Glass |  |  | Other Building Elements |  | STAGE_3_ENHANCED_INHERITANCE | 90.0% | ENHANCED_CONTEXT_INHERITANCE | True | False | INHERITED_WITH_MODIFICATION | {}
e | External trim lock with latch |  |  | Nos |  |  | 67 | 65 | 84 |  | 216 | 216 | 7055 | 1523880 | Consider 01 nos per door |  | Chunk_73 | LINE_ITEM | Nos | JOINERY_DOORS | External Trim Lock |  |  | Facades |  | STAGE_3_ENHANCED_INHERITANCE | 90.0% | ENHANCED_CONTEXT_INHERITANCE | True | False | INHERITED_WITH_MODIFICATION | {}
f | Ball bearing hinges SS 304 grade -DORMA/HAGER or Equivalent - 4"x3"x3mm |  |  | Nos |  |  | 268 | 260 | 336 |  | 864 | 864 | 250 | 216000 | Consider 04 nos per door |  | Chunk_73 | LINE_ITEM | Nos | JOINERY_DOORS | Ball Bearing Hinges |  |  | Other Building Elements |  | STAGE_3_ENHANCED_INHERITANCE | 90.0% | ENHANCED_CONTEXT_INHERITANCE | True | False | INHERITED_WITH_MODIFICATION | {}
g | Concealed tower bolt of length - 8" |  |  | Nos |  |  | 67 | 65 | 84 |  | 216 | 216 | 500 | 108000 | Consider 01 nos per door |  | Chunk_73 | LINE_ITEM | Nos | JOINERY_DOORS | Concealed Tower Bolt |  |  | Other Building Elements |  | STAGE_3_ENHANCED_INHERITANCE | 90.0% | ENHANCED_CONTEXT_INHERITANCE | True | False | INHERITED_WITH_MODIFICATION | {}
h | Locks - Dead lock |  |  | Nos |  |  | 67 | 65 | 84 |  | 216 | 216 | 2500 | 540000 | Consider 01 nos per door |  | Chunk_73 | LINE_ITEM | Nos | JOINERY_DOORS | Dead Lock |  |  | Other Building Elements |  | STAGE_3_ENHANCED_INHERITANCE | 90.0% | ENHANCED_CONTEXT_INHERITANCE | True | False | INHERITED_WITH_MODIFICATION | {}
i | Door handle - 12" length SS 304 grade |  |  | Nos |  |  | 67 | 65 | 84 |  | 216 | 216 | 500 | 108000 | Consider 01 nos per door |  | Chunk_73 | LINE_ITEM | Nos | JOINERY_DOORS | Door Handle |  |  | Other Building Elements |  | STAGE_3_ENHANCED_INHERITANCE | 90.0% | ENHANCED_CONTEXT_INHERITANCE | True | False | INHERITED_WITH_MODIFICATION | {}
[14 empty] | 0 |  |  |  | EMPTY | [7 empty] | STAGE_1_EMPTY_ROW
K 2.2 | Door frame & Single leaf shutter of size FD1 - 900mm x 1500mm or shaft doors of any other size Location : Shaft door at all levels & at locations wherever directed by EIC | [15 empty] | Chunk_74 | LINE_ITEM |  | JOINERY_DOORS | Steel Doors |  |  | Load-bearing Structural Frame |  | STAGE_3_ENHANCED_INHERITANCE | 90.0% | ENHANCED_CONTEXT_INHERITANCE | True | False | INHERITED_WITH_MODIFICATION | {}
a | Door frame & shutter |  |  | Sqm |  |  | 30 | 63 | 34 |  | 127 | 127 | 3500 | 444500 |  |  | Chunk_74 | LINE_ITEM | Sqm | JOINERY_DOORS | Steel Doors |  |  | Load-bearing Structural Frame |  | STAGE_3_ENHANCED_INHERITANCE | 90.0% | ENHANCED_CONTEXT_INHERITANCE | True | False | INHERITED_WITH_MODIFICATION | {}
b | Door Closer "DORMA" TS "68" with standard arm (EN 2-4) |  |  | Nos |  |  | 22 | 46 | 25 |  | 93 | 93 | 1735 | 161355 | Consider 01 nos per door |  | Chunk_74 | LINE_ITEM | Nos | JOINERY_HARDWARE | Door Closer |  |  | Other Building Elements |  | STAGE_3_ENHANCED_INHERITANCE | 90.0% | ENHANCED_CONTEXT_INHERITANCE | False | False | OVERRIDE_NEW_ACTIVITY | {}
c | Panic bar of DORMA / HAGER or Equivalent - Single point locking |  |  | Nos |  |  | 22 | 46 | 25 |  | 93 | 93 | 5500 | 511500 | Consider 01 nos per door |  | Chunk_74 | LINE_ITEM | Nos | JOINERY_HARDWARE | Panic bar |  |  | Other Building Elements |  | STAGE_3_ENHANCED_INHERITANCE | 90.0% | ENHANCED_CONTEXT_INHERITANCE | False | False | OVERRIDE_NEW_ACTIVITY | {}
d | Vision panel with 10mm thk fire rated glass of size 200mm x 300mm |  |  | Nos |  |  | 22 | 46 | 25 |  | 93 | 93 | 3570 | 332010 | Consider 01 nos per door |  | Chunk_74 | LINE_ITEM | Nos | JOINERY_COMPONENTS | Fire rated glass |  |  | Other Building Elements |  | STAGE_3_ENHANCED_INHERITANCE | 90.0% | ENHANCED_CONTEXT_INHERITANCE | False | False | OVERRIDE_NEW_ACTIVITY | {}
e | External trim lock with latch |  |  | Nos |  |  | 22 | 46 | 25 |  | 93 | 93 | 7055 | 656115 | Consider 01 nos per door |  | Chunk_74 | LINE_ITEM | Nos | JOINERY_HARDWARE | Lock with latch |  |  | Facades |  | STAGE_3_ENHANCED_INHERITANCE | 90.0% | ENHANCED_CONTEXT_INHERITANCE | False | False | OVERRIDE_NEW_ACTIVITY | {}
f | Ball bearing hinges SS 304 grade -DORMA/HAGER or Equivalent - 4"x3"x3mm |  |  | Nos |  |  | 88 | 184 | 100 |  | 372 | 372 | 250 | 93000 | Consider 04 nos per door |  | Chunk_74 | LINE_ITEM | Nos | JOINERY_HARDWARE | Hinges |  |  | Other Building Elements |  | STAGE_3_ENHANCED_INHERITANCE | 90.0% | ENHANCED_CONTEXT_INHERITANCE | False | False | OVERRIDE_NEW_ACTIVITY | {}
g | Concealed tower bolt of length - 8" |  |  | Nos |  |  | 22 | 46 | 25 |  | 93 | 93 | 500 | 46500 | Consider 01 nos per door |  | Chunk_74 | LINE_ITEM | Nos | JOINERY_HARDWARE | Tower bolt |  |  | Other Building Elements |  | STAGE_3_ENHANCED_INHERITANCE | 90.0% | ENHANCED_CONTEXT_INHERITANCE | False | False | OVERRIDE_NEW_ACTIVITY | {}
h | Locks - Dead lock |  |  | Nos |  |  | 22 | 46 | 25 |  | 93 | 93 | 2500 | 232500 | Consider 01 nos per door |  | Chunk_74 | LINE_ITEM | Nos | JOINERY_HARDWARE | Dead lock |  |  | Other Building Elements |  | STAGE_3_ENHANCED_INHERITANCE | 90.0% | ENHANCED_CONTEXT_INHERITANCE | False | False | OVERRIDE_NEW_ACTIVITY | {}
i | Door handle - 12" length SS 304 grade |  |  | Nos |  |  | 22 | 46 | 25 |  | 93 | 93 | 500 | 46500 | Consider 01 nos per door |  | Chunk_74 | LINE_ITEM | Nos | JOINERY_HARDWARE | Door handle |  |  | Other Building Elements |  | STAGE_3_ENHANCED_INHERITANCE | 90.0% | ENHANCED_CONTEXT_INHERITANCE | False | False | OVERRIDE_NEW_ACTIVITY | {}
[14 empty] | 0 |  |  |  | EMPTY | [7 empty] | STAGE_1_EMPTY_ROW
K 2.3 | Door frame & Double leaf shutter of size S1 : 2000mm x 2400mm or shaft doors of any other size Location : Basement Pump room door at all levels & at locations wherever directed by EIC | [12 empty] | 0 |  |  | Chunk_74 | LINE_ITEM |  | JOINERY_DOORS | Steel Doors |  |  | Foundations (Substructure) |  | STAGE_3_ENHANCED_INHERITANCE | 90.0% | ENHANCED_CONTEXT_INHERITANCE | True | False | INHERITED_WITH_MODIFICATION | {}
a | Door frame & shutter |  |  | Sqm | 15 | [5 empty] | 0 | 15 | 3500 | 52500 |  |  | Chunk_74 | LINE_ITEM | Sqm | JOINERY_DOORS | Steel Doors |  |  | Load-bearing Structural Frame |  | STAGE_3_ENHANCED_INHERITANCE | 90.0% | ENHANCED_CONTEXT_INHERITANCE | True | False | INHERITED_WITH_MODIFICATION | {}
b | Door Closer "DORMA" TS "68" with standard arm (EN 2-4) |  |  | Nos | 3 | [5 empty] | 0 | 3 | 1735 | 5205 | Consider 01 nos per door |  | Chunk_74 | LINE_ITEM | Nos | JOINERY_DOORS | Steel Doors |  |  | Other Building Elements |  | STAGE_3_ENHANCED_INHERITANCE | 90.0% | ENHANCED_CONTEXT_INHERITANCE | True | False | INHERITED_WITH_MODIFICATION | {}
c | Panic bar of DORMA / HAGER or Equivalent - 3 point locking system |  |  | Nos | 3 | [5 empty] | 0 | 3 | 5500 | 16500 | Consider 01 nos per door |  | Chunk_74 | LINE_ITEM | Nos | JOINERY_DOORS | Steel Doors |  |  | Other Building Elements |  | STAGE_3_ENHANCED_INHERITANCE | 90.0% | ENHANCED_CONTEXT_INHERITANCE | True | False | INHERITED_WITH_MODIFICATION | {}
d | Vision panel with 10mm thk fire rated glass of size 200mm x 300mm |  |  | Nos | 3 | [5 empty] | 0 | 3 | 3570 | 10710 | Consider 01 nos per door |  | Chunk_74 | LINE_ITEM | Nos | JOINERY_DOORS | Steel Doors |  |  | Other Building Elements |  | STAGE_3_ENHANCED_INHERITANCE | 90.0% | ENHANCED_CONTEXT_INHERITANCE | True | False | INHERITED_WITH_MODIFICATION | {}
e | External trim lock with latch |  |  | Nos | 3 | [5 empty] | 0 | 3 | 7055 | 21165 | Consider 01 nos per door |  | Chunk_74 | LINE_ITEM | Nos | JOINERY_DOORS | Steel Doors |  |  | Facades |  | STAGE_3_ENHANCED_INHERITANCE | 90.0% | ENHANCED_CONTEXT_INHERITANCE | True | False | INHERITED_WITH_MODIFICATION | {}
f | Ball bearing hinges SS 304 grade -DORMA/HAGER or Equivalent - 4"x3"x3mm |  |  | Nos | 24 | [5 empty] | 0 | 24 | 250 | 6000 | Consider 08 nos per door |  | Chunk_74 | LINE_ITEM | Nos | JOINERY_DOORS | Steel Doors |  |  | Other Building Elements |  | STAGE_3_ENHANCED_INHERITANCE | 90.0% | ENHANCED_CONTEXT_INHERITANCE | True | False | INHERITED_WITH_MODIFICATION | {}
g | Concealed tower bolt of length - 8" |  |  | Nos | 3 | [5 empty] | 0 | 3 | 500 | 1500 | Consider 01 nos per door |  | Chunk_74 | LINE_ITEM | Nos | JOINERY_DOORS | Steel Doors |  |  | Other Building Elements |  | STAGE_3_ENHANCED_INHERITANCE | 90.0% | ENHANCED_CONTEXT_INHERITANCE | True | False | INHERITED_WITH_MODIFICATION | {}
h | Locks - Dead lock |  |  | Nos | 3 | [5 empty] | 0 | 3 | 2500 | 7500 | Consider 01 nos per door |  | Chunk_74 | LINE_ITEM | Nos | JOINERY_DOORS | Steel Doors |  |  | Other Building Elements |  | STAGE_3_ENHANCED_INHERITANCE | 90.0% | ENHANCED_CONTEXT_INHERITANCE | True | False | INHERITED_WITH_MODIFICATION | {}
i | Door handle - 12" length SS 304 grade |  |  | Nos | 3 | [5 empty] | 0 | 3 | 500 | 1500 | Consider 01 nos per door |  | Chunk_74 | LINE_ITEM | Nos | JOINERY_DOORS | Steel Doors |  |  | Other Building Elements |  | STAGE_3_ENHANCED_INHERITANCE | 90.0% | ENHANCED_CONTEXT_INHERITANCE | True | False | INHERITED_WITH_MODIFICATION | {}
[14 empty] | 0 |  |  |  | EMPTY | [7 empty] | STAGE_1_EMPTY_ROW
K 2.4 | Door frame & Single leaf shutter of size - FD3 :1050mm x 2100mm or shaft doors of any other size Location : Fire control Room,at all levels & at locations wherever directed by EIC | [12 empty] | 0 |  |  | Chunk_75 | LINE_ITEM |  | JOINERY_DOORS | Steel Doors |  |  | Load-bearing Structural Frame |  | STAGE_3_ENHANCED_INHERITANCE | 90.0% | ENHANCED_CONTEXT_INHERITANCE | True | False | INHERITED_WITH_MODIFICATION | {}
a | Door frame & shutter |  |  | Sqm |  |  | 3 | 3 | 3 |  | 9 | 9 | 3500 | 31500 | Door size Changed from 750x1800 mm to 1500x2100mm |  | Chunk_75 | LINE_ITEM | Sqm | JOINERY_DOORS | Steel Doors |  |  | Load-bearing Structural Frame |  | STAGE_3_ENHANCED_INHERITANCE | 90.0% | ENHANCED_CONTEXT_INHERITANCE | True | False | INHERITED_WITH_MODIFICATION | {}
b | Door Closer "DORMA" TS "68" with standard arm (EN 2-4) |  |  | Nos |  |  | 1 | 1 | 1 |  | 3 | 3 | 1735 | 5205 | Consider 01 nos per door |  | Chunk_75 | LINE_ITEM | Nos | JOINERY_HARDWARE | Door Closer |  |  | Other Building Elements |  | STAGE_3_ENHANCED_INHERITANCE | 90.0% | ENHANCED_CONTEXT_INHERITANCE | False | False | OVERRIDE_NEW_ACTIVITY | {}
c | Panic bar of DORMA / HAGER or Equivalent - Single point locking |  |  | Nos |  |  | 1 | 1 | 1 |  | 3 | 3 | 5500 | 16500 | Consider 01 nos per door |  | Chunk_75 | LINE_ITEM | Nos | JOINERY_HARDWARE | Panic bar |  |  | Other Building Elements |  | STAGE_3_ENHANCED_INHERITANCE | 90.0% | ENHANCED_CONTEXT_INHERITANCE | False | False | OVERRIDE_NEW_ACTIVITY | {}
d | Vision panel with 10mm thk fire rated glass of size 200mm x 300mm |  |  | Nos |  |  | 1 | 1 | 1 |  | 3 | 3 | 3570 | 10710 | Consider 01 nos per door |  | Chunk_75 | LINE_ITEM | Nos | GLAZING_WORK | Fire rated glass |  |  | Other Building Elements |  | STAGE_3_ENHANCED_INHERITANCE | 90.0% | ENHANCED_CONTEXT_INHERITANCE | False | False | OVERRIDE_NEW_ACTIVITY | {}
e | External trim lock with latch |  |  | Nos |  |  | 1 | 1 | 1 |  | 3 | 3 | 7055 | 21165 | Consider 01 nos per door |  | Chunk_75 | LINE_ITEM | Nos | JOINERY_HARDWARE | External trim lock with latch |  |  | Facades |  | STAGE_3_ENHANCED_INHERITANCE | 90.0% | ENHANCED_CONTEXT_INHERITANCE | False | False | OVERRIDE_NEW_ACTIVITY | {}
f | Ball bearing hinges SS 304 grade -DORMA/HAGER or Equivalent - 4"x3"x3mm |  |  | Nos |  |  | 4 | 4 | 4 |  | 12 | 12 | 250 | 3000 | Consider 04 nos per door |  | Chunk_75 | LINE_ITEM | Nos | JOINERY_HARDWARE | Ball bearing hinges |  |  | Other Building Elements |  | STAGE_3_ENHANCED_INHERITANCE | 90.0% | ENHANCED_CONTEXT_INHERITANCE | False | False | OVERRIDE_NEW_ACTIVITY | {}
g | Concealed tower bolt of length - 8" |  |  | Nos |  |  | 1 | 1 | 1 |  | 3 | 3 | 500 | 1500 | Consider 01 nos per door |  | Chunk_75 | LINE_ITEM | Nos | JOINERY_HARDWARE | Concealed tower bolt |  |  | Other Building Elements |  | STAGE_3_ENHANCED_INHERITANCE | 90.0% | ENHANCED_CONTEXT_INHERITANCE | False | False | OVERRIDE_NEW_ACTIVITY | {}
h | Locks - Dead lock |  |  | Nos |  |  | 1 | 1 | 1 |  | 3 | 3 | 2500 | 7500 | Consider 01 nos per door |  | Chunk_75 | LINE_ITEM | Nos | JOINERY_HARDWARE | Dead lock |  |  | Other Building Elements |  | STAGE_3_ENHANCED_INHERITANCE | 90.0% | ENHANCED_CONTEXT_INHERITANCE | False | False | OVERRIDE_NEW_ACTIVITY | {}
i | Door handle - 12" length SS 304 grade |  |  | Nos |  |  | 1 | 1 | 1 |  | 3 | 3 | 500 | 1500 | Consider 01 nos per door |  | Chunk_75 | LINE_ITEM | Nos | JOINERY_HARDWARE | Door handle |  |  | Other Building Elements |  | STAGE_3_ENHANCED_INHERITANCE | 90.0% | ENHANCED_CONTEXT_INHERITANCE | False | False | OVERRIDE_NEW_ACTIVITY | {}
[14 empty] | 0 |  |  |  | EMPTY | [7 empty] | STAGE_1_EMPTY_ROW
K 2.4 | Door frame & Single leaf shutter of size - FD2 :1500mm x 2100mm or shaft doors of any other size Location : Elec room,at all levels & at locations wherever directed by EIC | [12 empty] | 0 |  |  | Chunk_75 | LINE_ITEM |  | JOINERY_DOORS | Steel Doors |  |  | Load-bearing Structural Frame |  | STAGE_3_ENHANCED_INHERITANCE | 90.0% | ENHANCED_CONTEXT_INHERITANCE | True | False | INHERITED_WITH_MODIFICATION | {}
a | Door frame & shutter |  |  | Sqm |  |  | 7 | 7 | 7 |  | 21 | 21 | 3500 | 73500 | Door size Changed from 750x1800 mm to 1500x2100mm |  | Chunk_75 | LINE_ITEM | Sqm | JOINERY_DOORS | Steel Doors |  |  | Load-bearing Structural Frame |  | STAGE_3_ENHANCED_INHERITANCE | 90.0% | ENHANCED_CONTEXT_INHERITANCE | True | False | INHERITED_WITH_MODIFICATION | {}
b | Door Closer "DORMA" TS "68" with standard arm (EN 2-4) |  |  | Nos |  |  | 2 | 2 | 2 |  | 6 | 6 | 1735 | 10410 | Consider 01 nos per door |  | Chunk_75 | LINE_ITEM | Nos | JOINERY_DOORS | Steel Doors |  |  | Other Building Elements |  | STAGE_3_ENHANCED_INHERITANCE | 90.0% | ENHANCED_CONTEXT_INHERITANCE | True | False | INHERITED_WITH_MODIFICATION | {}
c | Panic bar of DORMA / HAGER or Equivalent - Single point locking |  |  | Nos |  |  | 2 | 2 | 2 |  | 6 | 6 | 5500 | 33000 | Consider 01 nos per door |  | Chunk_75 | LINE_ITEM | Nos | JOINERY_DOORS | Steel Doors |  |  | Other Building Elements |  | STAGE_3_ENHANCED_INHERITANCE | 90.0% | ENHANCED_CONTEXT_INHERITANCE | True | False | INHERITED_WITH_MODIFICATION | {}
d | Vision panel with 10mm thk fire rated glass of size 200mm x 300mm |  |  | Nos |  |  | 2 | 2 | 2 |  | 6 | 6 | 3570 | 21420 | Consider 01 nos per door |  | Chunk_75 | LINE_ITEM | Nos | JOINERY_DOORS | Steel Doors |  |  | Other Building Elements |  | STAGE_3_ENHANCED_INHERITANCE | 90.0% | ENHANCED_CONTEXT_INHERITANCE | True | False | INHERITED_WITH_MODIFICATION | {}
e | External trim lock with latch |  |  | Nos |  |  | 2 | 2 | 2 |  | 6 | 6 | 7055 | 42330 | Consider 01 nos per door |  | Chunk_75 | LINE_ITEM | Nos | JOINERY_DOORS | Steel Doors |  |  | Facades |  | STAGE_3_ENHANCED_INHERITANCE | 90.0% | ENHANCED_CONTEXT_INHERITANCE | True | False | INHERITED_WITH_MODIFICATION | {}
f | Ball bearing hinges SS 304 grade -DORMA/HAGER or Equivalent - 4"x3"x3mm |  |  | Nos |  |  | 8 | 8 | 8 |  | 24 | 24 | 250 | 6000 | Consider 04 nos per door |  | Chunk_75 | LINE_ITEM | Nos | JOINERY_DOORS | Steel Doors |  |  | Other Building Elements |  | STAGE_3_ENHANCED_INHERITANCE | 90.0% | ENHANCED_CONTEXT_INHERITANCE | True | False | INHERITED_WITH_MODIFICATION | {}
g | Concealed tower bolt of length - 8" |  |  | Nos |  |  | 2 | 2 | 2 |  | 6 | 6 | 500 | 3000 | Consider 01 nos per door |  | Chunk_75 | LINE_ITEM | Nos | JOINERY_DOORS | Steel Doors |  |  | Other Building Elements |  | STAGE_3_ENHANCED_INHERITANCE | 90.0% | ENHANCED_CONTEXT_INHERITANCE | True | False | INHERITED_WITH_MODIFICATION | {}
h | Locks - Dead lock |  |  | Nos |  |  | 2 | 2 | 2 |  | 6 | 6 | 2500 | 15000 | Consider 01 nos per door |  | Chunk_75 | LINE_ITEM | Nos | JOINERY_DOORS | Steel Doors |  |  | Other Building Elements |  | STAGE_3_ENHANCED_INHERITANCE | 90.0% | ENHANCED_CONTEXT_INHERITANCE | True | False | INHERITED_WITH_MODIFICATION | {}
i | Door handle - 12" length SS 304 grade |  |  | Nos |  |  | 2 | 2 | 2 |  | 6 | 6 | 500 | 3000 | Consider 01 nos per door |  | Chunk_75 | LINE_ITEM | Nos | JOINERY_DOORS | Steel Doors |  |  | Other Building Elements |  | STAGE_3_ENHANCED_INHERITANCE | 90.0% | ENHANCED_CONTEXT_INHERITANCE | True | False | INHERITED_WITH_MODIFICATION | {}
[14 empty] | 0 |  |  |  | EMPTY | [7 empty] | STAGE_1_EMPTY_ROW
K 2.5 | Door frame & Double leaf shutter of size D3 : 900mm x 2000mm or shaft doors of any other size Location : Electrical Shaft door at all levels & at locations wherever directed by EIC | [12 empty] | 0 |  |  | Chunk_76 | LINE_ITEM |  | JOINERY_DOORS | Steel Doors |  |  | Load-bearing Structural Frame |  | STAGE_3_ENHANCED_INHERITANCE | 90.0% | ENHANCED_CONTEXT_INHERITANCE | True | False | INHERITED_WITH_MODIFICATION | {}
a | Door frame & shutter |  |  | Sqm |  |  | 40 | 40 | 49 |  | 129 | 129 | 3500 | 451500 |  |  | Chunk_76 | LINE_ITEM | Sqm | JOINERY_DOORS | Steel Doors |  |  | Load-bearing Structural Frame |  | STAGE_3_ENHANCED_INHERITANCE | 90.0% | ENHANCED_CONTEXT_INHERITANCE | True | False | INHERITED_WITH_MODIFICATION | {}
b | Door Closer "DORMA" TS "68" with standard arm (EN 2-4) |  |  | Nos |  |  | 22 | 22 | 27 |  | 71 | 71 | 1735 | 123185 | Consider 01 nos per door |  | Chunk_76 | LINE_ITEM | Nos | JOINERY_DOORS | Steel Doors |  |  | Other Building Elements |  | STAGE_3_ENHANCED_INHERITANCE | 90.0% | ENHANCED_CONTEXT_INHERITANCE | True | False | INHERITED_WITH_MODIFICATION | {}
c | Panic bar of DORMA / HAGER or Equivalent - 3 point locking system |  |  | Nos |  |  | 22 | 22 | 27 |  | 71 | 71 | 5500 | 390500 | Consider 01 nos per door |  | Chunk_76 | LINE_ITEM | Nos | JOINERY_DOORS | Steel Doors |  |  | Other Building Elements |  | STAGE_3_ENHANCED_INHERITANCE | 90.0% | ENHANCED_CONTEXT_INHERITANCE | True | False | INHERITED_WITH_MODIFICATION | {}
d | Vision panel with 10mm thk fire rated glass of size 200mm x 300mm |  |  | Nos |  |  | 22 | 22 | 27 |  | 71 | 71 | 3570 | 253470 | Consider 01 nos per door |  | Chunk_76 | LINE_ITEM | Nos | JOINERY_DOORS | Steel Doors |  |  | Other Building Elements |  | STAGE_3_ENHANCED_INHERITANCE | 90.0% | ENHANCED_CONTEXT_INHERITANCE | True | False | INHERITED_WITH_MODIFICATION | {}
e | External trim lock with latch |  |  | Nos |  |  | 22 | 22 | 27 |  | 71 | 71 | 7055 | 500905 | Consider 01 nos per door |  | Chunk_76 | LINE_ITEM | Nos | JOINERY_DOORS | Steel Doors |  |  | Facades |  | STAGE_3_ENHANCED_INHERITANCE | 90.0% | ENHANCED_CONTEXT_INHERITANCE | True | False | INHERITED_WITH_MODIFICATION | {}
f | Ball bearing hinges SS 304 grade -DORMA/HAGER or Equivalent - 4"x3"x3mm |  |  | Nos |  |  | 88 | 88 | 108 |  | 284 | 284 | 250 | 71000 | Consider 04 nos per door |  | Chunk_76 | LINE_ITEM | Nos | JOINERY_DOORS | Steel Doors |  |  | Other Building Elements |  | STAGE_3_ENHANCED_INHERITANCE | 90.0% | ENHANCED_CONTEXT_INHERITANCE | True | False | INHERITED_WITH_MODIFICATION | {}
g | Concealed tower bolt of length - 8" |  |  | Nos |  |  | 22 | 22 | 27 |  | 71 | 71 | 500 | 35500 | Consider 01 nos per door |  | Chunk_76 | LINE_ITEM | Nos | JOINERY_DOORS | Steel Doors |  |  | Other Building Elements |  | STAGE_3_ENHANCED_INHERITANCE | 90.0% | ENHANCED_CONTEXT_INHERITANCE | True | False | INHERITED_WITH_MODIFICATION | {}
h | Locks - Dead lock |  |  | Nos |  |  | 22 | 22 | 27 |  | 71 | 71 | 2500 | 177500 | Consider 01 nos per door |  | Chunk_76 | LINE_ITEM | Nos | JOINERY_DOORS | Steel Doors |  |  | Other Building Elements |  | STAGE_3_ENHANCED_INHERITANCE | 90.0% | ENHANCED_CONTEXT_INHERITANCE | True | False | INHERITED_WITH_MODIFICATION | {}
i | Door handle - 12" length SS 304 grade |  |  | Nos |  |  | 22 | 22 | 27 |  | 71 | 71 | 500 | 35500 | Consider 01 nos per door |  | Chunk_76 | LINE_ITEM | Nos | JOINERY_DOORS | Steel Doors |  |  | Other Building Elements |  | STAGE_3_ENHANCED_INHERITANCE | 90.0% | ENHANCED_CONTEXT_INHERITANCE | True | False | INHERITED_WITH_MODIFICATION | {}
[14 empty] | 0 |  |  |  | EMPTY | [7 empty] | STAGE_1_EMPTY_ROW
K 2.5 | Door frame & Double leaf shutter of size D4 : 750mm x 1200mm or shaft doors of any other size Location : Comm Shaft door at all levels & at locations wherever directed by EIC | [12 empty] | 0 |  |  | Chunk_76 | LINE_ITEM |  | JOINERY_DOORS | Steel Doors |  |  | Load-bearing Structural Frame |  | STAGE_3_ENHANCED_INHERITANCE | 90.0% | ENHANCED_CONTEXT_INHERITANCE | True | False | INHERITED_WITH_MODIFICATION | {}
a | Door frame & shutter |  |  | Sqm |  |  | 20 | 20 | 22 |  | 62 | 62 | 3500 | 217000 |  |  | Chunk_76 | LINE_ITEM | Sqm | JOINERY_DOORS | Steel Doors |  |  | Load-bearing Structural Frame |  | STAGE_3_ENHANCED_INHERITANCE | 90.0% | ENHANCED_CONTEXT_INHERITANCE | True | False | INHERITED_WITH_MODIFICATION | {}
b | Door Closer "DORMA" TS "68" with standard arm (EN 2-4) |  |  | Nos |  |  | 22 | 22 | 24 |  | 68 | 68 | 1735 | 117980 | Consider 01 nos per door |  | Chunk_76 | LINE_ITEM | Nos | JOINERY_DOORS | Steel Doors |  |  | Other Building Elements |  | STAGE_3_ENHANCED_INHERITANCE | 90.0% | ENHANCED_CONTEXT_INHERITANCE | True | False | INHERITED_WITH_MODIFICATION | {}
c | Panic bar of DORMA / HAGER or Equivalent - 3 point locking system |  |  | Nos |  |  | 22 | 22 | 24 |  | 68 | 68 | 5500 | 374000 | Consider 01 nos per door |  | Chunk_76 | LINE_ITEM | Nos | JOINERY_DOORS | Steel Doors |  |  | Other Building Elements |  | STAGE_3_ENHANCED_INHERITANCE | 90.0% | ENHANCED_CONTEXT_INHERITANCE | True | False | INHERITED_WITH_MODIFICATION | {}
d | Vision panel with 10mm thk fire rated glass of size 200mm x 300mm |  |  | Nos |  |  | 22 | 22 | 24 |  | 68 | 68 | 3570 | 242760 | Consider 01 nos per door |  | Chunk_76 | LINE_ITEM | Nos | JOINERY_DOORS | Steel Doors |  |  | Other Building Elements |  | STAGE_3_ENHANCED_INHERITANCE | 90.0% | ENHANCED_CONTEXT_INHERITANCE | True | False | INHERITED_WITH_MODIFICATION | {}
e | External trim lock with latch |  |  | Nos |  |  | 22 | 22 | 24 |  | 68 | 68 | 7055 | 479740 | Consider 01 nos per door |  | Chunk_76 | LINE_ITEM | Nos | JOINERY_DOORS | Steel Doors |  |  | Facades |  | STAGE_3_ENHANCED_INHERITANCE | 90.0% | ENHANCED_CONTEXT_INHERITANCE | True | False | INHERITED_WITH_MODIFICATION | {}
f | Ball bearing hinges SS 304 grade -DORMA/HAGER or Equivalent - 4"x3"x3mm |  |  | Nos |  |  | 88 | 88 | 96 |  | 272 | 272 | 250 | 68000 | Consider 04 nos per door |  | Chunk_76 | LINE_ITEM | Nos | JOINERY_DOORS | Steel Doors |  |  | Other Building Elements |  | STAGE_3_ENHANCED_INHERITANCE | 90.0% | ENHANCED_CONTEXT_INHERITANCE | True | False | INHERITED_WITH_MODIFICATION | {}
g | Concealed tower bolt of length - 8" |  |  | Nos |  |  | 22 | 22 | 24 |  | 68 | 68 | 500 | 34000 | Consider 01 nos per door |  | Chunk_76 | LINE_ITEM | Nos | JOINERY_DOORS | Steel Doors |  |  | Other Building Elements |  | STAGE_3_ENHANCED_INHERITANCE | 90.0% | ENHANCED_CONTEXT_INHERITANCE | True | False | INHERITED_WITH_MODIFICATION | {}
h | Locks - Dead lock |  |  | Nos |  |  | 22 | 22 | 24 |  | 68 | 68 | 2500 | 170000 | Consider 01 nos per door |  | Chunk_76 | LINE_ITEM | Nos | JOINERY_DOORS | Steel Doors |  |  | Other Building Elements |  | STAGE_3_ENHANCED_INHERITANCE | 90.0% | ENHANCED_CONTEXT_INHERITANCE | True | False | INHERITED_WITH_MODIFICATION | {}
i | Door handle - 12" length SS 304 grade |  |  | Nos |  |  | 22 | 22 | 24 |  | 68 | 68 | 500 | 34000 | Consider 01 nos per door |  | Chunk_76 | LINE_ITEM | Nos | JOINERY_DOORS | Steel Doors |  |  | Other Building Elements |  | STAGE_3_ENHANCED_INHERITANCE | 90.0% | ENHANCED_CONTEXT_INHERITANCE | True | False | INHERITED_WITH_MODIFICATION | {}
[14 empty] | 0 |  |  |  | EMPTY | [7 empty] | STAGE_1_EMPTY_ROW
K 2.4 | Door frame & Double leaf shutter of size FD : 2400mm x 2400mm or shaft doors of any other size Location : DG room door at all levels & at locations wherever directed by EIC | [12 empty] | 0 |  |  | Chunk_77 | LINE_ITEM |  | JOINERY_DOORS | Steel Doors |  |  | Load-bearing Structural Frame |  | STAGE_3_ENHANCED_INHERITANCE | 90.0% | ENHANCED_CONTEXT_INHERITANCE | True | False | INHERITED_WITH_MODIFICATION | {}
a | Door frame & shutter |  |  | Sqm | [6 empty] | 0 | RO | 3500 | 0 | Considered rolling shuttering under metal works |  | Chunk_77 | LINE_ITEM | Sqm | JOINERY_DOORS | Steel Doors |  |  | Load-bearing Structural Frame |  | STAGE_3_ENHANCED_INHERITANCE | 90.0% | ENHANCED_CONTEXT_INHERITANCE | True | False | INHERITED_WITH_MODIFICATION | {}
b | Door Closer "DORMA" TS "68" with standard arm (EN 2-4) |  |  | Nos | [6 empty] | 0 | RO | 1735 | 0 | Notional qty - 3 nos |  | Chunk_77 | LINE_ITEM | Nos | JOINERY_DOORS | Steel Doors |  |  | Other Building Elements |  | STAGE_3_ENHANCED_INHERITANCE | 90.0% | ENHANCED_CONTEXT_INHERITANCE | True | False | INHERITED_WITH_MODIFICATION | {}
c | Panic bar of DORMA / HAGER or Equivalent - 3 point locking system |  |  | Nos | [6 empty] | 0 | RO | 5500 | 0 |  |  | Chunk_77 | LINE_ITEM | Nos | JOINERY_DOORS | Steel Doors |  |  | Other Building Elements |  | STAGE_3_ENHANCED_INHERITANCE | 90.0% | ENHANCED_CONTEXT_INHERITANCE | True | False | INHERITED_WITH_MODIFICATION | {}
d | Vision panel with 10mm thk fire rated glass of size 200mm x 300mm |  |  | Nos | [6 empty] | 0 | RO | 3570 | 0 |  |  | Chunk_77 | LINE_ITEM | Nos | JOINERY_DOORS | Steel Doors |  |  | Other Building Elements |  | STAGE_3_ENHANCED_INHERITANCE | 90.0% | ENHANCED_CONTEXT_INHERITANCE | True | False | INHERITED_WITH_MODIFICATION | {}
e | External trim lock with latch |  |  | Nos | [6 empty] | 0 | RO | 7055 | 0 |  |  | Chunk_77 | LINE_ITEM | Nos | JOINERY_DOORS | Steel Doors |  |  | Facades |  | STAGE_3_ENHANCED_INHERITANCE | 90.0% | ENHANCED_CONTEXT_INHERITANCE | True | False | INHERITED_WITH_MODIFICATION | {}
f | Ball bearing hinges SS 304 grade -DORMA/HAGER or Equivalent - 4"x3"x3mm |  |  | Nos | [6 empty] | 0 | RO | 250 | 0 |  |  | Chunk_77 | LINE_ITEM | Nos | JOINERY_DOORS | Steel Doors |  |  | Other Building Elements |  | STAGE_3_ENHANCED_INHERITANCE | 90.0% | ENHANCED_CONTEXT_INHERITANCE | True | False | INHERITED_WITH_MODIFICATION | {}
g | Concealed tower bolt of length - 8" |  |  | Nos | [6 empty] | 0 | RO | 500 | 0 |  |  | Chunk_77 | LINE_ITEM | Nos | JOINERY_DOORS | Steel Doors |  |  | Other Building Elements |  | STAGE_3_ENHANCED_INHERITANCE | 90.0% | ENHANCED_CONTEXT_INHERITANCE | True | False | INHERITED_WITH_MODIFICATION | {}
h | Locks - Dead lock |  |  | Nos | [6 empty] | 0 | RO | 2500 | 0 |  |  | Chunk_77 | LINE_ITEM | Nos | JOINERY_DOORS | Steel Doors |  |  | Other Building Elements |  | STAGE_3_ENHANCED_INHERITANCE | 90.0% | ENHANCED_CONTEXT_INHERITANCE | True | False | INHERITED_WITH_MODIFICATION | {}
i | Door handle - 12" length SS 304 grade |  |  | Nos | [6 empty] | 0 | RO | 500 | 0 |  |  | Chunk_77 | LINE_ITEM | Nos | JOINERY_DOORS | Steel Doors |  |  | Other Building Elements |  | STAGE_3_ENHANCED_INHERITANCE | 90.0% | ENHANCED_CONTEXT_INHERITANCE | True | False | INHERITED_WITH_MODIFICATION | {}
[14 empty] | 0 |  |  |  | EMPTY | [7 empty] | STAGE_1_EMPTY_ROW
| SUB TOTAL - FIRE RATED DOORS | [12 empty] | 13312600 |  |  | Chunk_77 | LINE_ITEM |  | JOINERY_DOORS | Steel Doors |  |  | Other Building Elements |  | STAGE_3_ENHANCED_INHERITANCE | 90.0% | ENHANCED_CONTEXT_INHERITANCE | True | False | INHERITED_WITH_MODIFICATION | {}
L | MISCELLANEOUS WORKS | [15 empty] | Chunk_77 | LINE_ITEM |  | OTHERS | Miscellaneous |  |  | Other Building Elements |  | STAGE_3_ENHANCED_INHERITANCE | 90.0% | ENHANCED_CONTEXT_INHERITANCE | True | False | OVERRIDE_NEW_ACTIVITY | {}
L 1 | Supplying, installing, testing and commissioning of R.C.C NP 2 class Hume pipe laid to the required level and gradient & filling tightly collar joints with Hemp & finished to sufficient depth in CM 1 : 3, and filling the excavated trench with approved good quality available earth within site premises, on sides, bottom and top surface of pipe with all leads and lifts, making necessary connections as required etc., complete. ( NOTE : RATE QUOTED TO EXCLUDE COST OF EXCAVATION) | [13 empty] | Considered DWC pipes |  | Chunk_78_HEADER | HEADER |  | MEP_PLUMBING | R.C.C NP 2 class Hume pipe |  |  | Other Building Elements | ACTIVITY PRIORITY CORRECTED: The primary activity is the installation of RCC Hume pipe for drainage, which falls under MEP Plumbing. Excavation is explicitly excluded from this item. | STAGE_2_AI_VERIFIED_WITH_ACTIVITY_PRIORITY | 95.0% | AI_HEADER_VERIFICATION_ACTIVITY_PRIORITY |  |  | HEADER_VERIFICATION | {}
i | 150 mm dia. |  |  | Rmt | 10 | 5 | 0 | 0 | 0 |  | 0 | 15 | 972 | 14580 | Considered DWC pipes |  | Chunk_78 | LINE_ITEM | Rmt | MEP_PLUMBING | R.C.C NP 2 class Hume pipe |  |  | Other Building Elements |  | STAGE_3_ENHANCED_INHERITANCE | 90.0% | ENHANCED_CONTEXT_INHERITANCE | True | False | INHERITED_WITH_MODIFICATION | {}
ii | 200 mm dia. |  |  | Rmt | 10 | 5 | 0 | 0 | 0 |  | 0 | 15 | 1137 | 17055 | Considered DWC pipes |  | Chunk_78 | LINE_ITEM | Rmt | MEP_PLUMBING | R.C.C NP 2 class Hume pipe |  |  | Other Building Elements |  | STAGE_3_ENHANCED_INHERITANCE | 90.0% | ENHANCED_CONTEXT_INHERITANCE | True | False | INHERITED_WITH_MODIFICATION | {}
iii | 300 mm dia. |  |  | Rmt | 10 | 5 | 0 | 0 | 0 |  | 0 | 15 | 1363 | 20445 | Considered DWC pipes |  | Chunk_78 | LINE_ITEM | Rmt | MEP_PLUMBING | R.C.C NP 2 class Hume pipe |  |  | Other Building Elements |  | STAGE_3_ENHANCED_INHERITANCE | 90.0% | ENHANCED_CONTEXT_INHERITANCE | True | False | INHERITED_WITH_MODIFICATION | {}
iv | 450 mm dia. |  |  | Rmt | 10 | 5 | 0 | 0 | 0 |  | 0 | 15 | 2237 | 33555 | Considered DWC pipes |  | Chunk_78 | LINE_ITEM | Rmt | MEP_PLUMBING | R.C.C NP 2 class Hume pipe |  |  | Other Building Elements |  | STAGE_3_ENHANCED_INHERITANCE | 90.0% | ENHANCED_CONTEXT_INHERITANCE | True | False | INHERITED_WITH_MODIFICATION | {}
v | 600 mm dia |  |  | Rmt | 10 | 5 | 0 | 0 | 0 |  | 0 | 15 | 3257 | 48855 | Considered DWC pipes |  | Chunk_78 | LINE_ITEM | Rmt | MEP_PLUMBING | R.C.C NP 2 class Hume pipe |  |  | Other Building Elements |  | STAGE_3_ENHANCED_INHERITANCE | 90.0% | ENHANCED_CONTEXT_INHERITANCE | True | False | INHERITED_WITH_MODIFICATION | {}
[14 empty] | 0 |  |  |  | EMPTY | [7 empty] | STAGE_1_EMPTY_ROW
L 2 | Supplying, installing, testing and commissioning of DWC HDPE pipe-SN8 of approved make laid to the required level and making necessary connections inclusive of all specials like bends, tees, offsets, cleanouts, junctions, necessary lead & lifts, including excavation and backfilling etc.,.Complete as per directions of EIC. Location : Lower basement storm water drain works & at locations wherever directed by EIC | [15 empty] | Chunk_79_HEADER | HEADER |  | MEP_PLUMBING | DWC HDPE pipe-SN8 |  |  | Foundations (Substructure) | ACTIVITY PRIORITY CORRECTED: The primary activity is the installation of DWC HDPE pipe for storm water drainage, which falls under MEP Plumbing. Excavation and backfilling are incidental to the pipe laying. | STAGE_2_AI_VERIFIED_WITH_ACTIVITY_PRIORITY | 95.0% | AI_HEADER_VERIFICATION_ACTIVITY_PRIORITY |  |  | HEADER_VERIFICATION | {}
i | 150/180 mm (ID/OD) dia |  |  | Rmt | 513 | [5 empty] | 0 | 513 | #ERROR! | #ERROR! | Basement 02 |  | Chunk_79 | LINE_ITEM | Rmt | MEP_PLUMBING | DWC HDPE pipe-SN8 |  |  | Other Building Elements |  | STAGE_3_ENHANCED_INHERITANCE | 90.0% | ENHANCED_CONTEXT_INHERITANCE | True | False | INHERITED_WITH_MODIFICATION | {}
ii | 200/238 (ID/OD) mm dia |  |  | Rmt | 10 | [5 empty] | 0 | 10 | 1918 | 19180 | Not shown in drawing |  | Chunk_79 | LINE_ITEM | Rmt | MEP_PLUMBING | DWC HDPE pipe-SN8 |  |  | Other Building Elements |  | STAGE_3_ENHANCED_INHERITANCE | 90.0% | ENHANCED_CONTEXT_INHERITANCE | True | False | INHERITED_WITH_MODIFICATION | {}
iii | 250/289 (ID/OD) mm dia |  |  | Rmt | 10 | [5 empty] | 0 | 10 | 2708 | 27080 | Not shown in drawing |  | Chunk_79 | LINE_ITEM | Rmt | MEP_PLUMBING | DWC HDPE pipe-SN8 |  |  | Other Building Elements |  | STAGE_3_ENHANCED_INHERITANCE | 90.0% | ENHANCED_CONTEXT_INHERITANCE | True | False | INHERITED_WITH_MODIFICATION | {}
iv | 300/358 (ID/OD) mm dia |  |  | Rmt | 10 | [5 empty] | 0 | 10 | 4297 | 42970 | Not shown in drawing |  | Chunk_79 | LINE_ITEM | Rmt | MEP_PLUMBING | DWC HDPE pipe-SN8 |  |  | Other Building Elements |  | STAGE_3_ENHANCED_INHERITANCE | 90.0% | ENHANCED_CONTEXT_INHERITANCE | True | False | INHERITED_WITH_MODIFICATION | {}
v | 400/480 (ID/OD) mm dia |  |  | Rmt | 10 | [5 empty] | 0 | 10 | 6701 | 67010 | Not shown in drawing |  | Chunk_79 | LINE_ITEM | Rmt | MEP_PLUMBING | DWC HDPE pipe-SN8 |  |  | Other Building Elements |  | STAGE_3_ENHANCED_INHERITANCE | 90.0% | ENHANCED_CONTEXT_INHERITANCE | True | False | INHERITED_WITH_MODIFICATION | {}
[14 empty] | 0 |  |  |  | EMPTY | [7 empty] | STAGE_1_EMPTY_ROW
L 3 | Construction of catch basin of following size using 200 mm thick solid concrete block masonry wall in CM 1:6 ( 1 Cement : 6 M-sand) over a bed of 150 mm thick PCC 1 : 4 : 8 using M-sand including necessary benching & channelling, internal walls shall be plastered smooth in CM 1:3( 1 Cement : 3 M-sand) and external walls plastered CM 1:3 ( 1 Cement : 3 M-sand) with sponge finish also providing and fixing of PVC rungs at suitable intervals as shown in dwg. Rate to include for providing & fixing of Pre cast RCC cover of approved manufacturers like M/s.Everest /DM precast (or) equivalent. The top surface of the catch basin grating shall be flushed to the flooring level and making suitable outlet arrangement to lateral drain with necessary excavation, back filling with the selected earth. with all leads and lifts etc., complete. | [12 empty] | 0 |  |  | Chunk_80_HEADER | HEADER |  | MASONRY_WALL | Solid Concrete Block | 1:6 |  | Load-bearing Structural Frame | ACTIVITY PRIORITY CORRECTED: Strict schema for MASONRY_WALL applied. The primary activity is the construction of a catch basin using a solid concrete block masonry wall. Other elements like PCC bed and plastering are components of the catch basin construction. | STAGE_2_AI_VERIFIED_WITH_ACTIVITY_PRIORITY | 95.0% | AI_HEADER_VERIFICATION_ACTIVITY_PRIORITY |  |  | HEADER_VERIFICATION | {}
a | 450 mm x 450 mm clear & Depth up to 600 mm - Precast cover of Light duty. |  |  | Each | 5 | [5 empty] | 0 | 5 | #ERROR! | #ERROR! | Not shown in drawing, Notional qty considered |  | Chunk_80 | LINE_ITEM | Each | OTHERS | Precast cover |  |  | Other Building Elements |  | STAGE_3_ENHANCED_INHERITANCE | 90.0% | ENHANCED_CONTEXT_INHERITANCE | False | False | OVERRIDE_UNIT_CONTRADICTION | {}
a1 | 450 mm x 450 mm clear & Depth up to 600 mm - Precast cover of Medium duty. |  |  | Each | 26 | [5 empty] | 0 | 26 | #ERROR! | #ERROR! | Item added - due to vehical movemnet considered medium duty |  | Chunk_80 | LINE_ITEM | Each | OTHERS | Precast cover |  |  | Other Building Elements |  | STAGE_3_ENHANCED_INHERITANCE | 90.0% | ENHANCED_CONTEXT_INHERITANCE | False | False | OVERRIDE_UNIT_CONTRADICTION | {}
b | 450 mm x 450 mm clear & Depth up to 750 mm - Precast cover of Light duty. |  |  | Each | 2 | [5 empty] | 0 | 2 | #ERROR! | #ERROR! | Not shown in drawing, Notional qty considered |  | Chunk_80 | LINE_ITEM | Each | OTHERS | Precast cover |  |  | Other Building Elements |  | STAGE_3_ENHANCED_INHERITANCE | 90.0% | ENHANCED_CONTEXT_INHERITANCE | False | False | OVERRIDE_UNIT_CONTRADICTION | {}
c | 600 mm x 600 mm clear & Depth up to 600 mm - Precast cover of Medium duty. |  |  | Each | 2 | [5 empty] | 0 | 2 | #ERROR! | #ERROR! | Not shown in drawing, Notional qty considered |  | Chunk_80 | LINE_ITEM | Each | OTHERS | Precast cover |  |  | Other Building Elements |  | STAGE_3_ENHANCED_INHERITANCE | 90.0% | ENHANCED_CONTEXT_INHERITANCE | False | False | OVERRIDE_UNIT_CONTRADICTION | {}
d | 600 mm x 600 mm clear & Depth up to 750 mm - Precast cover of Medium duty. |  |  | Each | 18 | [5 empty] | 0 | 18 | #ERROR! | #ERROR! |  |  | Chunk_80 | LINE_ITEM | Each | OTHERS | Precast cover |  |  | Other Building Elements |  | STAGE_3_ENHANCED_INHERITANCE | 90.0% | ENHANCED_CONTEXT_INHERITANCE | False | False | OVERRIDE_UNIT_CONTRADICTION | {}
e | 600 mm x 600 mm clear & Depth up to 900 mm - Precast cover of Medium duty. |  |  | Each | 11 | [5 empty] | 0 | 11 | #ERROR! | #ERROR! |  |  | Chunk_80 | LINE_ITEM | Each | OTHERS | Precast cover |  |  | Other Building Elements |  | STAGE_3_ENHANCED_INHERITANCE | 90.0% | ENHANCED_CONTEXT_INHERITANCE | False | False | OVERRIDE_UNIT_CONTRADICTION | {}
f | Same as above item but with 600 mm x 600 mm clear & depth of 1200 mm- Precast cover of Medium duty. |  |  | Each | 1 | [5 empty] | 0 | 1 | #ERROR! | #ERROR! | Not shown in drawing, Notional qty considered |  | Chunk_80 | LINE_ITEM | Each | OTHERS | Precast cover |  |  | Other Building Elements |  | STAGE_3_ENHANCED_INHERITANCE | 90.0% | ENHANCED_CONTEXT_INHERITANCE | False | False | OVERRIDE_UNIT_CONTRADICTION | {}
g | 750 mm x 750 mm clear & Depth up to 1500 mm - Precast cover of Medium duty. |  |  | Each | 1 | [5 empty] | 0 | 1 | #ERROR! | #ERROR! | Not shown in drawing, Notional qty considered |  | Chunk_80 | LINE_ITEM | Each | OTHERS | Precast cover |  |  | Other Building Elements |  | STAGE_3_ENHANCED_INHERITANCE | 90.0% | ENHANCED_CONTEXT_INHERITANCE | False | False | OVERRIDE_UNIT_CONTRADICTION | {}
g | 900 mm x 900 mm clear & Depth up to 1200 mm - Precast cover of Medium duty. |  |  | Each | 1 | [5 empty] | 0 | 1 | #ERROR! | #ERROR! | Not shown in drawing, Notional qty considered |  | Chunk_80 | LINE_ITEM | Each | OTHERS | Precast cover |  |  | Other Building Elements |  | STAGE_3_ENHANCED_INHERITANCE | 90.0% | ENHANCED_CONTEXT_INHERITANCE | False | False | OVERRIDE_UNIT_CONTRADICTION | {}
[14 empty] | 0 |  |  |  | EMPTY | [7 empty] | STAGE_1_EMPTY_ROW
L 4 | Providing, placing and fixing in position PVC board of following thickness of supreme make - CAPCELL HD 100 of 100 kg/cum density at all expansion joints and separation joints at all levels and wherever specified to the required sizes, shapes, etc., complete | [12 empty] | 0 |  |  | Chunk_81_HEADER | HEADER |  | OTHERS | PVC board |  |  | Other Building Elements | ACTIVITY PRIORITY CORRECTED: The primary activity is providing and fixing PVC board for expansion and separation joints, which does not fit into any specific Prime Seven or other secondary categories. | STAGE_2_AI_VERIFIED_WITH_ACTIVITY_PRIORITY | 90.0% | AI_HEADER_VERIFICATION_ACTIVITY_PRIORITY |  |  | HEADER_VERIFICATION | {}
(i) | 25 mm thick |  |  | sqm | [6 empty] | 0 | RO | #ERROR! | 0 | Not shown in drawing |  | Chunk_81 | LINE_ITEM | sqm | OTHERS | PVC board |  |  | Other Building Elements |  | STAGE_3_ENHANCED_INHERITANCE | 90.0% | ENHANCED_CONTEXT_INHERITANCE | True | False | INHERITED_WITH_MODIFICATION | {}
(ii) | 50 mm thick |  |  | sqm | 163 | [5 empty] | 0 | 163 | #ERROR! | #ERROR! | 95.92 Sqm - (BF 02 columns & BF 01 Roof) 96.92 Sqm - (BF 01 columns & GF Roof) |  | Chunk_81 | LINE_ITEM | sqm | OTHERS | PVC board |  |  | Other Building Elements |  | STAGE_3_ENHANCED_INHERITANCE | 90.0% | ENHANCED_CONTEXT_INHERITANCE | True | False | INHERITED_WITH_MODIFICATION | {}
(iii) | 75 mm thick Mode of Measurement : To be measured as one Surface area and NOT in multiples of board thickness. |  |  | sqm | [6 empty] | 0 | RO | #ERROR! | 0 | Not shown in drawing |  | Chunk_81 | LINE_ITEM | sqm | OTHERS | PVC board |  |  | Other Building Elements |  | STAGE_3_ENHANCED_INHERITANCE | 90.0% | ENHANCED_CONTEXT_INHERITANCE | True | False | INHERITED_WITH_MODIFICATION | {}
(iv) | 150 mm thick |  |  | sqm | 251 | [5 empty] | 0 | 251 | #ERROR! | #ERROR! | 18.6 Sqm - (BF 02 columns & BF 01 Roof) 18.6 Sqm - (BF 01 columns & GF Roof) |  | Chunk_81 | LINE_ITEM | sqm | OTHERS | PVC board |  |  | Other Building Elements |  | STAGE_3_ENHANCED_INHERITANCE | 90.0% | ENHANCED_CONTEXT_INHERITANCE | True | False | INHERITED_WITH_MODIFICATION | {}
(v) | 100mm thick Mode of Measurement : To be measured as one Surface area and NOT in multiples of board thickness. |  |  | sqm | [6 empty] | 0 | RO | #ERROR! | 0 | Not shown in drawing |  | Chunk_81 | LINE_ITEM | sqm | OTHERS | PVC board |  |  | Other Building Elements |  | STAGE_3_ENHANCED_INHERITANCE | 90.0% | ENHANCED_CONTEXT_INHERITANCE | True | False | INHERITED_WITH_MODIFICATION | {}
[14 empty] | 0 |  |  |  | EMPTY | [7 empty] | STAGE_1_EMPTY_ROW
L 6 | Supply, fabrication, fixing, testing and commissioning of GI Class "C" puddle flanged pipes of required sizes for inlet, outlet, vent and overflow pipes. The puddle flanged pipes shall be threaded end up to 80 mm dia and flanged ends above 100 mm dia. All the puddle flanged pipes, plates and fittings shall be galvanized after fabrication as per IS specifications & flanges to be fixed by dummy plate/Cap. | [12 empty] | 0 | All quantities are as per PHE Assumption provided by BEL |  | Chunk_82_HEADER | HEADER |  | MEP_PLUMBING |  |  |  | Other Building Elements | ACTIVITY PRIORITY CORRECTED: Classified as secondary category: MEP_PLUMBING | STAGE_2_AI_VERIFIED_WITH_ACTIVITY_PRIORITY | 95.0% | AI_HEADER_VERIFICATION_ACTIVITY_PRIORITY |  |  | HEADER_VERIFICATION | {}
A | UG Sump Tank | [12 empty] | 0 |  |  | Chunk_82 | LINE_ITEM |  | MEP_PLUMBING | UG Sump Tank |  |  | Other Building Elements |  | STAGE_3_ENHANCED_INHERITANCE | 90.0% | ENHANCED_CONTEXT_INHERITANCE | True | False | INHERITED_WITH_MODIFICATION | {}
| Inlet puddle flanges | [12 empty] | 0 |  |  | Chunk_82 | LINE_ITEM |  | MEP_PLUMBING | Inlet puddle flanges |  |  | Other Building Elements |  | STAGE_3_ENHANCED_INHERITANCE | 90.0% | ENHANCED_CONTEXT_INHERITANCE | True | False | INHERITED_WITH_MODIFICATION | {}
| 300 mm dia |  |  | Each | [6 empty] | 0 | RO |  | 0 |  |  | Chunk_82 | LINE_ITEM | Each | MEP_PLUMBING |  |  |  | Other Building Elements |  | STAGE_3_ENHANCED_INHERITANCE | 90.0% | ENHANCED_CONTEXT_INHERITANCE | True | False | INHERITED_WITH_MODIFICATION | {}
| 250mm dia. |  |  | Each | 1 | [5 empty] | 0 | 1 | #ERROR! | #ERROR! |  |  | Chunk_82 | LINE_ITEM | Each | MEP_PLUMBING |  |  |  | Other Building Elements |  | STAGE_3_ENHANCED_INHERITANCE | 90.0% | ENHANCED_CONTEXT_INHERITANCE | True | False | INHERITED_WITH_MODIFICATION | {}
| 200mm dia |  |  | Each | [6 empty] | 0 | RO |  | 0 |  |  | Chunk_82 | LINE_ITEM | Each | MEP_PLUMBING |  |  |  | Other Building Elements |  | STAGE_3_ENHANCED_INHERITANCE | 90.0% | ENHANCED_CONTEXT_INHERITANCE | True | False | INHERITED_WITH_MODIFICATION | {}
| 100mm dia |  |  | Each | 4 | [5 empty] | 0 | 4 | #ERROR! | #ERROR! |  |  | Chunk_82 | LINE_ITEM | Each | MEP_PLUMBING |  |  |  | Other Building Elements |  | STAGE_3_ENHANCED_INHERITANCE | 90.0% | ENHANCED_CONTEXT_INHERITANCE | True | False | INHERITED_WITH_MODIFICATION | {}
| 80mm dia |  |  | Each | [6 empty] | 0 | RO |  | 0 |  |  | Chunk_82 | LINE_ITEM | Each | MEP_PLUMBING |  |  |  | Other Building Elements |  | STAGE_3_ENHANCED_INHERITANCE | 90.0% | ENHANCED_CONTEXT_INHERITANCE | True | False | INHERITED_WITH_MODIFICATION | {}
| 65mm dia. |  |  | Each | [6 empty] | 0 | RO |  | 0 |  |  | Chunk_82 | LINE_ITEM | Each | MEP_PLUMBING |  |  |  | Other Building Elements |  | STAGE_3_ENHANCED_INHERITANCE | 90.0% | ENHANCED_CONTEXT_INHERITANCE | True | False | INHERITED_WITH_MODIFICATION | {}
| 50mm dia. |  |  | Each | [6 empty] | 0 | RO |  | 0 |  |  | Chunk_82 | LINE_ITEM | Each | MEP_PLUMBING |  |  |  | Other Building Elements |  | STAGE_3_ENHANCED_INHERITANCE | 90.0% | ENHANCED_CONTEXT_INHERITANCE | True | False | INHERITED_WITH_MODIFICATION | {}
| Outlet puddle flanges | [12 empty] | 0 |  |  | Chunk_82 | LINE_ITEM |  | MEP_PLUMBING | Outlet puddle flanges |  |  | Other Building Elements |  | STAGE_3_ENHANCED_INHERITANCE | 90.0% | ENHANCED_CONTEXT_INHERITANCE | True | False | INHERITED_WITH_MODIFICATION | {}
| 250mm dia |  |  | Each | 2 | [5 empty] | 0 | 2 | #ERROR! | #ERROR! |  |  | Chunk_82 | LINE_ITEM | Each | MEP_PLUMBING |  |  |  | Other Building Elements |  | STAGE_3_ENHANCED_INHERITANCE | 90.0% | ENHANCED_CONTEXT_INHERITANCE | True | False | INHERITED_WITH_MODIFICATION | {}
| 150mm dia |  |  | Each | [6 empty] | 0 | RO |  | 0 |  |  | Chunk_82 | LINE_ITEM | Each | MEP_PLUMBING |  |  |  | Other Building Elements |  | STAGE_3_ENHANCED_INHERITANCE | 90.0% | ENHANCED_CONTEXT_INHERITANCE | True | False | INHERITED_WITH_MODIFICATION | {}
| 100mm dia |  |  | Each | 6 | [5 empty] | 0 | 6 | #ERROR! | #ERROR! |  |  | Chunk_82 | LINE_ITEM | Each | MEP_PLUMBING |  |  |  | Other Building Elements |  | STAGE_3_ENHANCED_INHERITANCE | 90.0% | ENHANCED_CONTEXT_INHERITANCE | True | False | INHERITED_WITH_MODIFICATION | {}
| 65mm dia |  |  | Each | [6 empty] | 0 | RO |  | 0 |  |  | Chunk_82 | LINE_ITEM | Each | MEP_PLUMBING |  |  |  | Other Building Elements |  | STAGE_3_ENHANCED_INHERITANCE | 90.0% | ENHANCED_CONTEXT_INHERITANCE | True | False | INHERITED_WITH_MODIFICATION | {}
| 50mm dia. |  |  | Each | [6 empty] | 0 | RO |  | 0 |  |  | Chunk_82 | LINE_ITEM | Each | MEP_PLUMBING |  |  |  | Other Building Elements |  | STAGE_3_ENHANCED_INHERITANCE | 90.0% | ENHANCED_CONTEXT_INHERITANCE | True | False | INHERITED_WITH_MODIFICATION | {}
| iii) Swan neck bend for Vent pipe with mosquito proof mesh (100mm dia) |  |  | Each | 8 | [5 empty] | 0 | 8 | #ERROR! | #ERROR! |  |  | Chunk_82 | LINE_ITEM | Each | MEP_PLUMBING | Swan neck bend for Vent pipe with mosquito proof mesh |  |  | Other Building Elements |  | STAGE_3_ENHANCED_INHERITANCE | 90.0% | ENHANCED_CONTEXT_INHERITANCE | True | False | INHERITED_WITH_MODIFICATION | {}
| v) Overflow puddle flanges 100mm dia (Raw & Treated water) |  |  | Each | 2 | [5 empty] | 0 | 2 | #ERROR! | #ERROR! |  |  | Chunk_82 | LINE_ITEM | Each | MEP_PLUMBING | Overflow puddle flanges |  |  | Other Building Elements |  | STAGE_3_ENHANCED_INHERITANCE | 90.0% | ENHANCED_CONTEXT_INHERITANCE | True | False | INHERITED_WITH_MODIFICATION | {}
| vi) Overflow puddle flanges 300mm dia (Terrace Rain water pipe) |  |  | Each | 1 | [5 empty] | 0 | 1 | #ERROR! | #ERROR! |  |  | Chunk_82 | LINE_ITEM | Each | MEP_PLUMBING | Overflow puddle flanges |  |  | Other Building Elements |  | STAGE_3_ENHANCED_INHERITANCE | 90.0% | ENHANCED_CONTEXT_INHERITANCE | True | False | INHERITED_WITH_MODIFICATION | {}
| vii) Sleeves for level controller - 50mm dia |  |  | Each | 3 | [5 empty] | 0 | 3 | #ERROR! | #ERROR! |  |  | Chunk_82 | LINE_ITEM | Each | MEP_PLUMBING | Sleeves for level controller |  |  | Other Building Elements |  | STAGE_3_ENHANCED_INHERITANCE | 90.0% | ENHANCED_CONTEXT_INHERITANCE | True | False | INHERITED_WITH_MODIFICATION | {}
| viii) Drain pipe puddle flange - 80mm dia |  |  | Each | 4 | [5 empty] | 0 | 4 | #ERROR! | #ERROR! |  |  | Chunk_83 | LINE_ITEM | Each | MEP_PLUMBING | Drain pipe puddle flange |  |  | Other Building Elements |  | STAGE_3_ENHANCED_INHERITANCE | 90.0% | ENHANCED_CONTEXT_INHERITANCE | True | False | INHERITED_WITH_MODIFICATION | {}
| ix) Overflow pipe from fire to raw water tank (100 mm dia) |  |  | Each | 3 | [5 empty] | 0 | 3 | #ERROR! | #ERROR! |  |  | Chunk_83 | LINE_ITEM | Each | MEP_PLUMBING | Overflow pipe |  |  | Other Building Elements |  | STAGE_3_ENHANCED_INHERITANCE | 90.0% | ENHANCED_CONTEXT_INHERITANCE | True | False | INHERITED_WITH_MODIFICATION | {}
| Note : All puddle flanges to be hot dip galvanised. | [12 empty] | 0 |  |  |  | NOTE | [7 empty] | STAGE_1_NOTE_DETECTED
B | Storm water sump | [12 empty] | 0 |  |  | Chunk_83 | LINE_ITEM |  | MEP_PLUMBING | Storm water sump |  |  | Other Building Elements |  | STAGE_3_ENHANCED_INHERITANCE | 90.0% | ENHANCED_CONTEXT_INHERITANCE | True | False | INHERITED_WITH_MODIFICATION | {}
| i) Swan neck bend for Vent pipe with mosquito proof mesh(100mm dia) |  |  | Each | 6 | [5 empty] | 0 | 6 | #ERROR! | #ERROR! |  |  | Chunk_83 | LINE_ITEM | Each | MEP_PLUMBING | Swan neck bend for Vent pipe with mosquito proof mesh |  |  | Other Building Elements |  | STAGE_3_ENHANCED_INHERITANCE | 90.0% | ENHANCED_CONTEXT_INHERITANCE | True | False | INHERITED_WITH_MODIFICATION | {}
| ii) Outlet puddle flanges - 100mm dia |  |  | Each | 3 | [5 empty] | 0 | 3 | #ERROR! | #ERROR! |  |  | Chunk_83 | LINE_ITEM | Each | MEP_PLUMBING | Outlet puddle flanges |  |  | Other Building Elements |  | STAGE_3_ENHANCED_INHERITANCE | 90.0% | ENHANCED_CONTEXT_INHERITANCE | True | False | INHERITED_WITH_MODIFICATION | {}
[14 empty] | 0 |  |  |  | EMPTY | [7 empty] | STAGE_1_EMPTY_ROW
L 7 | Supply, fabrication, fixing, testing and commissioning of GI Class" C "puddle flanged pipes of required sizes for inlet, outlet, vent and overflow pipes . The puddle flanged pipes shall be threaded end up to 80mm dia and flanged ends above 100mm dia. All the puddle flanged pipes, plates and fittings shall be galvanized after fabrication as per IS specifications.: | [12 empty] | 0 | All quantities are as per PHE Assumption provided by BEL |  | Chunk_84_HEADER | HEADER |  | MEP_PLUMBING |  |  |  | Other Building Elements | ACTIVITY PRIORITY CORRECTED: Classified as secondary category: MEP_PLUMBING | STAGE_2_AI_VERIFIED_WITH_ACTIVITY_PRIORITY | 95.0% | AI_HEADER_VERIFICATION_ACTIVITY_PRIORITY |  |  | HEADER_VERIFICATION | {}
A | Sewage Treatment Plant : | [12 empty] | 0 |  |  | Chunk_84 | LINE_ITEM |  | MEP_PLUMBING | Sewage Treatment Plant |  |  | Other Building Elements |  | STAGE_3_ENHANCED_INHERITANCE | 90.0% | ENHANCED_CONTEXT_INHERITANCE | True | False | INHERITED_WITH_MODIFICATION | {}
| Length of Puddle Flange up to 1mt. | [12 empty] | 0 |  |  | Chunk_84 | LINE_ITEM |  | MEP_PLUMBING | Puddle Flange |  |  | Other Building Elements |  | STAGE_3_ENHANCED_INHERITANCE | 90.0% | ENHANCED_CONTEXT_INHERITANCE | True | False | INHERITED_WITH_MODIFICATION | {}
| Approximate Liquid depth = 4.85 m | [12 empty] | 0 |  |  | Chunk_84 | LINE_ITEM |  | MEP_PLUMBING |  |  |  | Other Building Elements |  | STAGE_3_ENHANCED_INHERITANCE | 90.0% | ENHANCED_CONTEXT_INHERITANCE | True | False | INHERITED_WITH_MODIFICATION | {}
| 100mm dia GI puddle flanges for outlet pipe from receiving tank to sequential batch reactor (SBR)tank. |  |  | Each | 1 | [5 empty] | 0 | 1 | #ERROR! | #ERROR! |  |  | Chunk_84 | LINE_ITEM | Each | MEP_PLUMBING | GI Puddle Flanges |  |  | Other Building Elements |  | STAGE_3_ENHANCED_INHERITANCE | 90.0% | ENHANCED_CONTEXT_INHERITANCE | True | False | INHERITED_WITH_MODIFICATION | {}
| 100mm dia GI puddle flanges- sequential batch reactor tank to Decant Tank. |  |  | Each | 1 | [5 empty] | 0 | 1 | #ERROR! | #ERROR! |  |  | Chunk_84 | LINE_ITEM | Each | MEP_PLUMBING | GI Puddle Flanges |  |  | Other Building Elements |  | STAGE_3_ENHANCED_INHERITANCE | 90.0% | ENHANCED_CONTEXT_INHERITANCE | True | False | INHERITED_WITH_MODIFICATION | {}
| 100mm dia GI puddle flanges - Decant tank to Pump room. |  |  | Each | 1 | [5 empty] | 0 | 1 | #ERROR! | #ERROR! |  |  | Chunk_84 | LINE_ITEM | Each | MEP_PLUMBING | GI Puddle Flanges |  |  | Other Building Elements |  | STAGE_3_ENHANCED_INHERITANCE | 90.0% | ENHANCED_CONTEXT_INHERITANCE | True | False | INHERITED_WITH_MODIFICATION | {}
| 100mm dia GI puddle flanges - Pump room to Common Treated water tank . |  |  | Each | 1 | [5 empty] | 0 | 1 | #ERROR! | #ERROR! |  |  | Chunk_84 | LINE_ITEM | Each | MEP_PLUMBING | GI Puddle Flanges |  |  | Other Building Elements |  | STAGE_3_ENHANCED_INHERITANCE | 90.0% | ENHANCED_CONTEXT_INHERITANCE | True | False | INHERITED_WITH_MODIFICATION | {}
| 150mm dia GI puddle flanges- Pump room. |  |  | Each | 1 | [5 empty] | 0 | 1 | #ERROR! | #ERROR! |  |  | Chunk_84 | LINE_ITEM | Each | MEP_PLUMBING | GI Puddle Flanges |  |  | Other Building Elements |  | STAGE_3_ENHANCED_INHERITANCE | 90.0% | ENHANCED_CONTEXT_INHERITANCE | True | False | INHERITED_WITH_MODIFICATION | {}
| 100mm dia GI puddle flanges for HVAC inlet |  |  | Each | 1 | [5 empty] | 0 | 1 | #ERROR! | #ERROR! |  |  | Chunk_84 | LINE_ITEM | Each | MEP_PLUMBING | GI Puddle Flanges |  |  | Building Installations |  | STAGE_3_ENHANCED_INHERITANCE | 90.0% | ENHANCED_CONTEXT_INHERITANCE | True | False | INHERITED_WITH_MODIFICATION | {}
| 100mm dia GI puddle flanges for HVAC inlet |  |  | Each | 1 | [5 empty] | 0 | 1 | #ERROR! | #ERROR! |  |  | Chunk_84 | LINE_ITEM | Each | MEP_PLUMBING | GI Puddle Flanges |  |  | Building Installations |  | STAGE_3_ENHANCED_INHERITANCE | 90.0% | ENHANCED_CONTEXT_INHERITANCE | True | False | INHERITED_WITH_MODIFICATION | {}
| 100mm dia GI puddle flanges BAG filter inlet |  |  | Each | 1 | [5 empty] | 0 | 1 | #ERROR! | #ERROR! |  |  | Chunk_84 | LINE_ITEM | Each | MEP_PLUMBING | GI Puddle Flanges |  |  | Other Building Elements |  | STAGE_3_ENHANCED_INHERITANCE | 90.0% | ENHANCED_CONTEXT_INHERITANCE | True | False | INHERITED_WITH_MODIFICATION | {}
| Note: All puddle flanges to be hot dip galvanized and both sides fixed with dummy plate. | [12 empty] | 0 |  |  |  | NOTE | [7 empty] | STAGE_1_NOTE_DETECTED
[14 empty] | 0 |  |  |  | EMPTY | [7 empty] | STAGE_1_EMPTY_ROW
L 8 | Supply, fabrication, fixing, testing and commissioning of GI Class "C" puddle flanged pipes of required sizes for inlet, outlet, vent and overflow pipes. The puddle flanged pipes shall be threaded end up to 80 mm dia and flanged ends above 100 mm dia. All the puddle flanged pipes, plates and fittings shall be galvanized after fabrication as per IS specifications.: | [12 empty] | 0 | All quantities are as per PHE Assumption provided by BEL |  | Chunk_85_HEADER | HEADER |  | MEP_PLUMBING |  |  |  | Other Building Elements | ACTIVITY PRIORITY CORRECTED: Classified as secondary category: MEP_PLUMBING | STAGE_2_AI_VERIFIED_WITH_ACTIVITY_PRIORITY | 95.0% | AI_HEADER_VERIFICATION_ACTIVITY_PRIORITY |  |  | HEADER_VERIFICATION | {}
A | Over head tank | [12 empty] | 0 |  |  | Chunk_85 | LINE_ITEM |  | MEP_PLUMBING |  |  |  | Other Building Elements | Inherited from header | STAGE_3_STRICT_INHERITANCE_FALLBACK | 85.0% | STRICT_INHERITANCE_FALLBACK | True | False | FALLBACK_BUT_CONTEXT_PRESERVED | {}
| Length of Puddle Flange upto 1mt. | [12 empty] | 0 |  |  | Chunk_85 | LINE_ITEM |  | MEP_PLUMBING |  |  |  | Other Building Elements | Inherited from header | STAGE_3_STRICT_INHERITANCE_FALLBACK | 85.0% | STRICT_INHERITANCE_FALLBACK | True | False | FALLBACK_BUT_CONTEXT_PRESERVED | {}
| i) Inlet puddle flanges - 150mm dia. |  |  | Each | [6 empty] | 0 | RO | #ERROR! | 0 |  |  | Chunk_85 | LINE_ITEM | Each | MEP_PLUMBING |  |  |  | Other Building Elements | Inherited from header | STAGE_3_STRICT_INHERITANCE_FALLBACK | 85.0% | STRICT_INHERITANCE_FALLBACK | True | False | FALLBACK_BUT_CONTEXT_PRESERVED | {}
| 80mm dia |  |  | Each |  |  | 2 | 2 | 2 | 2 | 8 | 8 | #ERROR! | #ERROR! |  |  | Chunk_85 | LINE_ITEM | Each | MEP_PLUMBING |  |  |  | Other Building Elements | Inherited from header | STAGE_3_STRICT_INHERITANCE_FALLBACK | 85.0% | STRICT_INHERITANCE_FALLBACK | True | False | FALLBACK_BUT_CONTEXT_PRESERVED | {}
| 40mm dia. |  |  | Each | [6 empty] | 0 | RO | #ERROR! | 0 |  |  | Chunk_85 | LINE_ITEM | Each | MEP_PLUMBING |  |  |  | Other Building Elements | Inherited from header | STAGE_3_STRICT_INHERITANCE_FALLBACK | 85.0% | STRICT_INHERITANCE_FALLBACK | True | False | FALLBACK_BUT_CONTEXT_PRESERVED | {}
| ii) Outlet puddle flanges - 150mm dia |  |  | Each |  |  | 4 | 4 | 4 | 4 | 16 | 16 | #ERROR! | #ERROR! |  |  | Chunk_85 | LINE_ITEM | Each | MEP_PLUMBING |  |  |  | Other Building Elements | Inherited from header | STAGE_3_STRICT_INHERITANCE_FALLBACK | 85.0% | STRICT_INHERITANCE_FALLBACK | True | False | FALLBACK_BUT_CONTEXT_PRESERVED | {}
| 100mm dia |  |  | Each | [6 empty] | 0 | RO | #ERROR! | 0 |  |  | Chunk_85 | LINE_ITEM | Each | MEP_PLUMBING |  |  |  | Other Building Elements | Inherited from header | STAGE_3_STRICT_INHERITANCE_FALLBACK | 85.0% | STRICT_INHERITANCE_FALLBACK | True | False | FALLBACK_BUT_CONTEXT_PRESERVED | {}
| 80mm dia |  |  | Each |  |  | 2 | 2 | 2 | 2 | 8 | 8 | #ERROR! | #ERROR! |  |  | Chunk_85 | LINE_ITEM | Each | MEP_PLUMBING |  |  |  | Other Building Elements | Inherited from header | STAGE_3_STRICT_INHERITANCE_FALLBACK | 85.0% | STRICT_INHERITANCE_FALLBACK | True | False | FALLBACK_BUT_CONTEXT_PRESERVED | {}
| 65mm dia |  |  | Each | [6 empty] | 0 | RO | #ERROR! | 0 |  |  | Chunk_85 | LINE_ITEM | Each | MEP_PLUMBING |  |  |  | Other Building Elements | Inherited from header | STAGE_3_STRICT_INHERITANCE_FALLBACK | 85.0% | STRICT_INHERITANCE_FALLBACK | True | False | FALLBACK_BUT_CONTEXT_PRESERVED | {}
| 50mm dia |  |  | Each | [6 empty] | 0 | RO | #ERROR! | 0 |  |  | Chunk_85 | LINE_ITEM | Each | MEP_PLUMBING |  |  |  | Other Building Elements | Inherited from header | STAGE_3_STRICT_INHERITANCE_FALLBACK | 85.0% | STRICT_INHERITANCE_FALLBACK | True | False | FALLBACK_BUT_CONTEXT_PRESERVED | {}
| iii) Swan neck bend for Vent pipe with mosquito proof mesh (80mm dia) |  |  | Each |  |  | 4 | 4 | 4 | 4 | 16 | 16 | #ERROR! | #ERROR! |  |  | Chunk_85 | LINE_ITEM | Each | MEP_PLUMBING |  |  |  | Other Building Elements | Inherited from header | STAGE_3_STRICT_INHERITANCE_FALLBACK | 85.0% | STRICT_INHERITANCE_FALLBACK | True | False | FALLBACK_BUT_CONTEXT_PRESERVED | {}
| iv) 450mm wide Aluminium step ladder |  |  | Each | [6 empty] | 0 | RO | #ERROR! | 0 |  |  | Chunk_85 | LINE_ITEM | Each | MEP_PLUMBING |  |  |  | Other Building Elements | Inherited from header | STAGE_3_STRICT_INHERITANCE_FALLBACK | 85.0% | STRICT_INHERITANCE_FALLBACK | True | False | FALLBACK_BUT_CONTEXT_PRESERVED | {}
| v) Overflow puddle flanges 80mm dia |  |  | Each |  |  | 2 | 2 | 2 | 2 | 8 | 8 | #ERROR! | #ERROR! |  |  | Chunk_85 | LINE_ITEM | Each | MEP_PLUMBING | Overflow puddle flanges |  |  | Other Building Elements |  | STAGE_3_ENHANCED_INHERITANCE | 90.0% | ENHANCED_CONTEXT_INHERITANCE | True | False | INHERITED_WITH_MODIFICATION | {}
| vi) Sleeves for level controller - 50mm dia |  |  | Each |  |  | 2 | 2 | 2 | 2 | 8 | 8 | #ERROR! | #ERROR! |  |  | Chunk_85 | LINE_ITEM | Each | MEP_PLUMBING | Sleeves for level controller |  |  | Other Building Elements |  | STAGE_3_ENHANCED_INHERITANCE | 90.0% | ENHANCED_CONTEXT_INHERITANCE | True | False | INHERITED_WITH_MODIFICATION | {}
| vii) Drain pipe puddle flange (80mm dia.) |  |  | Each |  |  | 2 | 2 | 2 | 2 | 8 | 8 | #ERROR! | #ERROR! |  |  | Chunk_85 | LINE_ITEM | Each | MEP_PLUMBING | Drain pipe puddle flange |  |  | Other Building Elements |  | STAGE_3_ENHANCED_INHERITANCE | 90.0% | ENHANCED_CONTEXT_INHERITANCE | True | False | INHERITED_WITH_MODIFICATION | {}
| viii) Overflow pipe from fire to raw water tank (100 mm dia) |  |  | Each |  |  | 2 | 2 | 2 | 2 | 8 | 8 | #ERROR! | #ERROR! |  |  | Chunk_85 | LINE_ITEM | Each | MEP_PLUMBING | Overflow pipe |  |  | Other Building Elements |  | STAGE_3_ENHANCED_INHERITANCE | 90.0% | ENHANCED_CONTEXT_INHERITANCE | True | False | INHERITED_WITH_MODIFICATION | {}
| Note : All puddle flanges to be hot dip galvanised. | [12 empty] | 0 |  |  |  | NOTE | [7 empty] | STAGE_1_NOTE_DETECTED
[14 empty] | 0 |  |  |  | EMPTY | [7 empty] | STAGE_1_EMPTY_ROW
L 9 | Providing & laying perforated PVC pipe of 6 kg/sqcm, wrapped with geo-textile filter cloth of 200 gsm, embedded in aggregate drain of 450 x 600 wrapped with 200 gsm filter cloth and filled with 20 mm aggregate, laid to a slope of 1:500. - Follow as per drawings. Rate excluding cost of aggregate. | [12 empty] | 0 | Sub soil drainage system is not indicated for B.Lumina & same has been confirmed by Mr.Indrajith BV |  | Chunk_86_HEADER | HEADER |  | MEP_PLUMBING |  |  |  | Other Building Elements | ACTIVITY PRIORITY CORRECTED: Classified as secondary category: MEP_PLUMBING | STAGE_2_AI_VERIFIED_WITH_ACTIVITY_PRIORITY | 95.0% | AI_HEADER_VERIFICATION_ACTIVITY_PRIORITY |  |  | HEADER_VERIFICATION | {}
| 110mm dia |  |  | Rmt | 192 | [5 empty] | 0 | 192 | #ERROR! | #ERROR! | Alround Drain at 3.0 m center to center and 900mm depth |  | Chunk_86 | LINE_ITEM | Rmt | MEP_PLUMBING | None |  |  | Other Building Elements |  | STAGE_3_ENHANCED_INHERITANCE | 90.0% | ENHANCED_CONTEXT_INHERITANCE | True | False | INHERITED_WITH_MODIFICATION | {}
| 160mm dia |  |  | Rmt | 305 | [5 empty] | 0 | 305 | #ERROR! | #ERROR! | As per Mr.Indrajith input, considered 500 feet depth for 160 dia pipe for Storm water tank at Main gate entry at ground floor level |  | Chunk_86 | LINE_ITEM | Rmt | MEP_PLUMBING | None |  |  | Other Building Elements |  | STAGE_3_ENHANCED_INHERITANCE | 90.0% | ENHANCED_CONTEXT_INHERITANCE | True | False | INHERITED_WITH_MODIFICATION | {}
| 200mm dia |  |  | Rmt | [6 empty] | 0 | RO | #ERROR! | 0 | Not shown in drawing |  | Chunk_86 | LINE_ITEM | Rmt | MEP_PLUMBING | None |  |  | Other Building Elements |  | STAGE_3_ENHANCED_INHERITANCE | 90.0% | ENHANCED_CONTEXT_INHERITANCE | True | False | INHERITED_WITH_MODIFICATION | {}
| 250mm dia |  |  | Rmt | [6 empty] | 0 | RO | #ERROR! | 0 | Not shown in drawing |  | Chunk_86 | LINE_ITEM | Rmt | MEP_PLUMBING | None |  |  | Other Building Elements |  | STAGE_3_ENHANCED_INHERITANCE | 90.0% | ENHANCED_CONTEXT_INHERITANCE | True | False | INHERITED_WITH_MODIFICATION | {}
| Garland drain - 150 mm dia |  |  | Rmt | 637 | [5 empty] | 0 | 637 | #ERROR! | #ERROR! | Item added Periphery of the retaining wall as per Mr. Indrajith Inputs |  | Chunk_86 | LINE_ITEM | Rmt | MEP_PLUMBING | Garland drain |  |  | Other Building Elements |  | STAGE_3_ENHANCED_INHERITANCE | 90.0% | ENHANCED_CONTEXT_INHERITANCE | True | False | INHERITED_WITH_MODIFICATION | {}
L 10 | Providing and laying 20 mm size grade aggregate for sub - soil drainage system to the specified width and depth as indicated in the drawing, cost shall include necessary lead and lift etc., complete. |  |  | Cum | 12 |  | 5 | 5 | 5 |  | 15 | 27 | #ERROR! | #ERROR! | Alround Drain at 3.0 m center to center and 900mm depth |  | Chunk_87_HEADER | HEADER |  | OTHERS |  |  |  | Other Building Elements | ACTIVITY PRIORITY CORRECTED: Classified as secondary category: OTHERS | STAGE_2_AI_VERIFIED_WITH_ACTIVITY_PRIORITY | 95.0% | AI_HEADER_VERIFICATION_ACTIVITY_PRIORITY |  |  | HEADER_VERIFICATION | {}
L 11 | Basement drain works: Providing & constructing RCC BOX drain of width & depth as shown in drawings and as per gradient, with all necessary shuttering, curing etc., complete all as per detail drg layout & instructions of EIC. Location : Entry & Exit Ramp drains and at other locations directed by EIC | [12 empty] | 0 | BF 02 : Length - 4.80m, Width - 0.40m & Height - 0.60m BF 01 : Length - 4.80m, Width - 0.40m & Height - 0.60m GF : Length - 10m, Width - 0.40m & Height - 0.60m GF : Length - 9m, Width - 0.40m & Height - 0.60m |  | Chunk_87 | LINE_ITEM |  | OTHERS | RCC BOX drain |  |  | Foundations (Substructure) |  | STAGE_3_ENHANCED_INHERITANCE | 90.0% | ENHANCED_CONTEXT_INHERITANCE | True | False | INHERITED_WITH_MODIFICATION | {}
a | Excavation in all types of soil up to 1.50 m depth. Refer Preamble - SL.NO: A |  |  | cum | [6 empty] | 0 | RO | #ERROR! | 0 | Excavation not applicable as it is above Raft |  | Chunk_87 | LINE_ITEM | cum | EXCAVATION_EARTHWORK | Soil |  |  | Other Building Elements |  | STAGE_3_ENHANCED_INHERITANCE | 90.0% | ENHANCED_CONTEXT_INHERITANCE | False | False | OVERRIDE_NEW_ACTIVITY | {}
b | Backfilling for sides with available earth at site Refer Preamble - SL.NO: A |  |  | cum | [6 empty] | 0 | RO | #ERROR! | 0 | Backfilling not applicable as it is part of grade slab |  | Chunk_87 | LINE_ITEM | cum | BACKFILLING_EARTHWORK | Earth |  |  | Other Building Elements |  | STAGE_3_ENHANCED_INHERITANCE | 90.0% | ENHANCED_CONTEXT_INHERITANCE | False | False | OVERRIDE_NEW_ACTIVITY | {}
c | PCC 1 : 3 : 6 of thickness as shown in drg. Refer Preamble - SL.NO: B |  |  | cum | [6 empty] | 0 | RO | #ERROR! | 0 | PCC not applicable as it lays above Raft top |  | Chunk_87 | LINE_ITEM | cum | STRUCTURE_CONCRETE | PCC |  |  | Other Building Elements |  | STAGE_3_ENHANCED_INHERITANCE | 90.0% | ENHANCED_CONTEXT_INHERITANCE | False | False | OVERRIDE_NEW_ACTIVITY | {}
d | RCC M 20 grade for drain wall & bottom slab. Refer Preamble - SL.NO: C |  |  | cum | 31 | [5 empty] | 0 | 31 | #ERROR! | #ERROR! |  |  | Chunk_87 | LINE_ITEM | cum | STRUCTURE_CONCRETE | RCC | M20 |  | Load-bearing Structural Frame |  | STAGE_3_ENHANCED_INHERITANCE | 90.0% | ENHANCED_CONTEXT_INHERITANCE | False | False | OVERRIDE_NEW_ACTIVITY | {}
e | Formwork for drain wall & bottom slab. Refer Preamble - SL.NO: E |  |  | sqm | 131 | [5 empty] | 0 | 131 | #ERROR! | #ERROR! |  |  | Chunk_87 | LINE_ITEM | sqm | FORMWORK_SHUTTERING | Formwork |  |  | Load-bearing Structural Frame |  | STAGE_3_ENHANCED_INHERITANCE | 90.0% | ENHANCED_CONTEXT_INHERITANCE | False | False | OVERRIDE_NEW_ACTIVITY | {}
f | Reinforcement steel for drain wall & bottom slab. Refer Preamble - SL.NO: D |  |  | MT | 3.1 | [5 empty] | 0 | 3.1 | #ERROR! | #ERROR! |  |  | Chunk_87 | LINE_ITEM | MT | REINFORCEMENT_STEEL | Reinforcement Bars |  |  | Load-bearing Structural Frame |  | STAGE_3_ENHANCED_INHERITANCE | 90.0% | ENHANCED_CONTEXT_INHERITANCE | False | False | OVERRIDE_NEW_ACTIVITY | {}
g | 15mm thick plastering in CM 1 : 5 to drain inner face. Refer Preamble - SL.NO: H |  |  | sqm | 48 | [5 empty] | 0 | 48 | #ERROR! | #ERROR! |  |  | Chunk_87 | LINE_ITEM | sqm | PLASTERING_WORK | Plaster |  | 15mm thickness | Other Building Elements |  | STAGE_3_ENHANCED_INHERITANCE | 90.0% | ENHANCED_CONTEXT_INHERITANCE | False | False | OVERRIDE_NEW_ACTIVITY | {}
h | Providing & Fixing of suitable MS Angles for seating of removable type Precast RCC cover as shown in drg. Refer Preamble - SL.NO: F |  |  | MT | 3 | [5 empty] | 0 | 3 | #ERROR! | #ERROR! |  |  | Chunk_87 | LINE_ITEM | MT | STEEL_WORKS | Structural Steel | MS Angles, Plates, Sections |  | Load-bearing Structural Frame |  | STAGE_3_ENHANCED_INHERITANCE | 90.0% | ENHANCED_CONTEXT_INHERITANCE | False | False | OVERRIDE_NEW_ACTIVITY | {}
[14 empty] | 0 |  |  |  | EMPTY | [7 empty] | STAGE_1_EMPTY_ROW
L 12 | Providing & fixing of Pre cast RCC cover for RCC drain for following sizes of approved manufacturers like M/s. Everest /DM precast (or) equivalent. | [12 empty] | 0 |  |  | Chunk_88_HEADER | HEADER |  | STRUCTURE_CONCRETE | Concrete |  |  | Load-bearing Structural Frame | ACTIVITY PRIORITY CORRECTED: Applied STRUCTURE_CONCRETE schema, specifying material as 'Concrete' as per schema. | STAGE_2_AI_VERIFIED_WITH_ACTIVITY_PRIORITY | 95.0% | AI_HEADER_VERIFICATION_ACTIVITY_PRIORITY |  |  | HEADER_VERIFICATION | {}
i | 450 mm x50 mm thick with 50 mm dia perforations. |  |  | sqm | [6 empty] | 0 | RO | #ERROR! | 0 |  |  | Chunk_88 | LINE_ITEM | sqm | OTHERS | Concrete Panels |  |  | Other Building Elements |  | STAGE_3_ENHANCED_INHERITANCE | 90.0% | ENHANCED_CONTEXT_INHERITANCE | False | False | OVERRIDE_UNIT_CONTRADICTION | {}
ii | 450 mm x50 mm thick without perforations. |  |  | sqm | [6 empty] | 0 | RO | #ERROR! | 0 |  |  | Chunk_88 | LINE_ITEM | sqm | OTHERS | Concrete Panels |  |  | Other Building Elements |  | STAGE_3_ENHANCED_INHERITANCE | 90.0% | ENHANCED_CONTEXT_INHERITANCE | False | False | OVERRIDE_UNIT_CONTRADICTION | {}
iii | 600 mm x 75mm thick with 50 mm dia perforations. |  |  | sqm | 382 | [5 empty] | 0 | 382 | 2250 | 859500 | For surface water drain cover 636.54 Rmt |  | Chunk_88 | LINE_ITEM | sqm | OTHERS | Concrete Panels |  |  | Other Building Elements |  | STAGE_3_ENHANCED_INHERITANCE | 90.0% | ENHANCED_CONTEXT_INHERITANCE | False | False | OVERRIDE_UNIT_CONTRADICTION | {}
iv | 600 mm x 75mm thick without perforations |  |  | sqm | [6 empty] | 0 | RO | #ERROR! | 0 |  |  | Chunk_88 | LINE_ITEM | sqm | OTHERS | Concrete Panels |  |  | Other Building Elements |  | STAGE_3_ENHANCED_INHERITANCE | 90.0% | ENHANCED_CONTEXT_INHERITANCE | False | False | OVERRIDE_UNIT_CONTRADICTION | {}
[14 empty] | 0 |  |  |  | EMPTY | [7 empty] | STAGE_1_EMPTY_ROW
L 13 | Providing and fixing of PVC sleeve of length up to 300mm of following dia in wall including finishing the wall surface. | [12 empty] | 0 |  |  | Chunk_89_HEADER | HEADER |  | MEP_ELECTRICAL | PVC sleeve |  |  | Other Building Elements | ACTIVITY PRIORITY CORRECTED: Classified as secondary activity, identified specific material 'PVC sleeve'. | STAGE_2_AI_VERIFIED_WITH_ACTIVITY_PRIORITY | 95.0% | AI_HEADER_VERIFICATION_ACTIVITY_PRIORITY |  |  | HEADER_VERIFICATION | {}
i | 200mm dia pipe |  |  | Nos |  |  | 10 | 10 | 10 |  | 30 | 30 | 732 | 21960 | Notional qty. |  | Chunk_89 | LINE_ITEM | Nos | MEP_ELECTRICAL | PVC pipe |  |  | Other Building Elements |  | STAGE_3_ENHANCED_INHERITANCE | 90.0% | ENHANCED_CONTEXT_INHERITANCE | True | False | INHERITED_WITH_MODIFICATION | {}
ii | 160mm dia pipe |  |  | Nos |  |  | 155 | 155 | 131 |  | 441 | 441 | 466 | 205506 | Considered 1 No per Kitchen |  | Chunk_89 | LINE_ITEM | Nos | MEP_ELECTRICAL | PVC pipe |  |  | Other Building Elements |  | STAGE_3_ENHANCED_INHERITANCE | 90.0% | ENHANCED_CONTEXT_INHERITANCE | True | False | INHERITED_WITH_MODIFICATION | {}
iii | 110mm dia pipe |  |  | Nos |  |  | 155 | 155 | 131 |  | 441 | 441 | 312 | 137592 | Considered 1 No per Kitchen |  | Chunk_89 | LINE_ITEM | Nos | MEP_ELECTRICAL | PVC pipe |  |  | Other Building Elements |  | STAGE_3_ENHANCED_INHERITANCE | 90.0% | ENHANCED_CONTEXT_INHERITANCE | True | False | INHERITED_WITH_MODIFICATION | {}
iv | 75mm dia pipe |  |  | Nos |  |  | 775 | 1045 | 917 |  | 2737 | 2737 | 226 | 618562 | Considered as follows. Per Living Room -1 No Per Bedroom - 1 No Per Toilet - 1 No |  | Chunk_89 | LINE_ITEM | Nos | MEP_ELECTRICAL | PVC pipe |  |  | Other Building Elements |  | STAGE_3_ENHANCED_INHERITANCE | 90.0% | ENHANCED_CONTEXT_INHERITANCE | True | False | INHERITED_WITH_MODIFICATION | {}
v | 63mm dia pipe |  |  | Nos |  |  | 10 | 10 | 10 |  | 30 | 30 | 186 | 5580 | Notional qty. |  | Chunk_89 | LINE_ITEM | Nos | MEP_ELECTRICAL | PVC pipe |  |  | Other Building Elements |  | STAGE_3_ENHANCED_INHERITANCE | 90.0% | ENHANCED_CONTEXT_INHERITANCE | True | False | INHERITED_WITH_MODIFICATION | {}
vi | 50mm dia pipe |  |  | Nos |  |  | 1240 | 1375 | 1215 |  | 3830 | 3830 | 167 | 639610 | Considered as follows. Per Kitchen - 2 No Per Toilet - 1 No Sprinkler Pipes per unit - 4 Nos PER UNIT-3 bhk & 5 Nos / 4 BHK |  | Chunk_89 | LINE_ITEM | Nos | MEP_ELECTRICAL | PVC pipe |  |  | Other Building Elements |  | STAGE_3_ENHANCED_INHERITANCE | 90.0% | ENHANCED_CONTEXT_INHERITANCE | True | False | INHERITED_WITH_MODIFICATION | {}
[14 empty] | 0 |  |  |  | EMPTY | [7 empty] | STAGE_1_EMPTY_ROW
| Alternate item for above LI L 13 - Providing Core Cutting of required dia outlets in beams / slab / walls using low vibration mechanical means. Cost to include identification of embedded reinforcement using profometer, the diameter core cut will be 12 mm more than the outer diameter of the pipe. Location : At locations wherever directed by EIC | [13 empty] | Sleeves considered, project head to confirm on notional qty of core cutting line item. |  | Chunk_89 | LINE_ITEM |  | CIVIL_WORKS | Core Cutting Service |  |  | Load-bearing Structural Frame |  | STAGE_3_ENHANCED_INHERITANCE | 90.0% | ENHANCED_CONTEXT_INHERITANCE | False | False | OVERRIDE_NEW_ACTIVITY | {}
i | 200mm dia pipe |  |  | Nos | [6 empty] | 0 | RO | 732 | 0 |  |  | Chunk_89 | LINE_ITEM | Nos | MEP_ELECTRICAL | PVC pipe |  |  | Other Building Elements |  | STAGE_3_ENHANCED_INHERITANCE | 90.0% | ENHANCED_CONTEXT_INHERITANCE | True | False | INHERITED_WITH_MODIFICATION | {}
ii | 160mm dia pipe |  |  | Nos | [6 empty] | 0 | RO | 466 | 0 |  |  | Chunk_89 | LINE_ITEM | Nos | MEP_ELECTRICAL | PVC pipe |  |  | Other Building Elements |  | STAGE_3_ENHANCED_INHERITANCE | 90.0% | ENHANCED_CONTEXT_INHERITANCE | True | False | INHERITED_WITH_MODIFICATION | {}
iii | 110mm dia pipe |  |  | Nos | [6 empty] | 0 | RO | 312 | 0 |  |  | Chunk_89 | LINE_ITEM | Nos | MEP_ELECTRICAL | PVC pipe |  |  | Other Building Elements |  | STAGE_3_ENHANCED_INHERITANCE | 90.0% | ENHANCED_CONTEXT_INHERITANCE | True | False | INHERITED_WITH_MODIFICATION | {}
iv | 75mm dia pipe |  |  | Nos | [6 empty] | 0 | RO | 226 | 0 |  |  | Chunk_89 | LINE_ITEM | Nos | MEP_ELECTRICAL | PVC pipe |  |  | Other Building Elements |  | STAGE_3_ENHANCED_INHERITANCE | 90.0% | ENHANCED_CONTEXT_INHERITANCE | True | False | INHERITED_WITH_MODIFICATION | {}
v | 63mm dia pipe |  |  | Nos | [6 empty] | 0 | RO | 186 | 0 |  |  | Chunk_89 | LINE_ITEM | Nos | MEP_ELECTRICAL | PVC pipe |  |  | Other Building Elements |  | STAGE_3_ENHANCED_INHERITANCE | 90.0% | ENHANCED_CONTEXT_INHERITANCE | True | False | INHERITED_WITH_MODIFICATION | {}
vi | 50mm dia pipe |  |  | Nos | [6 empty] | 0 | RO | 167 | 0 |  |  | Chunk_89 | LINE_ITEM | Nos | MEP_ELECTRICAL | PVC sleeve |  |  | Other Building Elements |  | STAGE_3_ENHANCED_INHERITANCE | 90.0% | ENHANCED_CONTEXT_INHERITANCE | True | False | INHERITED_WITH_MODIFICATION | {}
L 14 | Closing of Plumbing cut–outs post completion of service lines with suitable size Solid concrete Block work in CM 1:6 or closing with PCC 1:2:4 with necessary shuttering , including grouting making it water tight and providing 15mm thick plastering on both sides (Inside and Outside) in CM 1:4 ,. Rate to include for all materials, scaffolding if necessary , curing , all as per directions of EIC, etc., complete.” | [12 empty] | 0 |  |  | Chunk_89 | LINE_ITEM |  | OTHERS | Solid concrete Block work or PCC with plastering |  |  | Building Installations |  | STAGE_3_ENHANCED_INHERITANCE | 90.0% | ENHANCED_CONTEXT_INHERITANCE | False | False | OVERRIDE_NEW_ACTIVITY | {}
a | 450 mm (L) x 160 mm to 200 mm (W) x 300 mm( D/H) +/- 50 mm( For toilet shafts) |  |  | Nos | [6 empty] | 0 | RO | 743 | 0 |  |  | Chunk_89 | LINE_ITEM | Nos | MEP_ELECTRICAL | PVC sleeve |  |  | Other Building Elements |  | STAGE_3_ENHANCED_INHERITANCE | 90.0% | ENHANCED_CONTEXT_INHERITANCE | True | False | INHERITED_WITH_MODIFICATION | {}
b | 600 mm (L) x 160 mm to 200 mm (W) x 300 mm( D/H) +/- 50 mm( For toilet shafts) |  |  | Nos | [6 empty] | 0 | RO | 966 | 0 |  |  | Chunk_89 | LINE_ITEM | Nos | MEP_ELECTRICAL | PVC sleeve |  |  | Other Building Elements |  | STAGE_3_ENHANCED_INHERITANCE | 90.0% | ENHANCED_CONTEXT_INHERITANCE | True | False | INHERITED_WITH_MODIFICATION | {}
c | 300 mm (L) x 160 mm to 200 mm (W) x 300 mm( D/H) +/- 50 mm( For kitchen shafts) |  |  | Nos | [6 empty] | 0 | RO | 520 | 0 |  |  | Chunk_89 | LINE_ITEM | Nos | MEP_ELECTRICAL | PVC sleeve |  |  | Other Building Elements |  | STAGE_3_ENHANCED_INHERITANCE | 90.0% | ENHANCED_CONTEXT_INHERITANCE | True | False | INHERITED_WITH_MODIFICATION | {}
L 16 | Demolition of existing RCC members by mechanical means without affecting adjoining structures including cutting of reinforcement steel, necessary scaffolding at all levels with all lead & lifts. Rate to include for disposing off the debris outside the site premises & dumped at dump yard approved by local authorities/ statutory bodies, so that EMPLOYER should not receive complaint from any local bodies/ Govt. agencies/ public in general. Note: All measurements to be jointly recorded before demolition. |  |  | Cum | 50 | [5 empty] | 0 | 50 | 8086 | 404300 | Notional qty considered. Project head to confirm on the same. |  | Chunk_89 | LINE_ITEM | Cum | DEMOLITION_WORK | RCC members |  |  | Load-bearing Structural Frame |  | STAGE_3_ENHANCED_INHERITANCE | 90.0% | ENHANCED_CONTEXT_INHERITANCE | False | False | OVERRIDE_UNIT_CONTRADICTION | {}
L 17 | Demolition of existing block masonry wall by mechanical means without affecting adjoining structures including necessary scaffolding at all levels with all lead & lifts. Rate to include for disposing off the debris outside the site premises & dumped at dump yard approved by local authorities/ statutory bodies, so that EMPLOYER should not receive complaint from any local bodies/ Govt. agencies/ public in general. Note: All measurements to be jointly recorded before demolition. |  |  | Cum | 50 | [5 empty] | 0 | 50 | 1781 | 89050 | Notional qty considered. Project head to confirm on the same. |  | Chunk_89 | LINE_ITEM | Cum | DEMOLITION_WORK | Block masonry wall |  |  | Non-loadbearing Items |  | STAGE_3_ENHANCED_INHERITANCE | 90.0% | ENHANCED_CONTEXT_INHERITANCE | False | False | OVERRIDE_UNIT_CONTRADICTION | {}
L 18 | Demolition of existing PCC by mechanical means without affecting adjoining structures at all levels with all lead & lifts. Rate to include for disposing off the debris outside the site premises & dumped at dump yard approved by local authorities/ statutory bodies, so that EMPLOYER should not receive complaint from any local bodies/ Govt. agencies/ public in general. Note: All measurements to be jointly recorded before demolition. |  |  | Cum | 50 | [5 empty] | 0 | 50 | 2580 | 129000 | Notional qty considered. Project head to confirm on the same. |  | Chunk_90 | LINE_ITEM | Cum | DEMOLITION_WORK | PCC |  |  | Other Building Elements |  | STAGE_3_ENHANCED_INHERITANCE | 90.0% | ENHANCED_CONTEXT_INHERITANCE | False | False | OVERRIDE_UNIT_CONTRADICTION | {}
L 19 | Demolition of existing Size stone Masonry by mechanical means without affecting adjoining structures at all levels with all lead & lifts. Rate to include for disposing off the debris outside the site premises & dumped at dump yard approved by local authorities/ statutory bodies, so that EMPLOYER should not receive complaint from any local bodies/ Govt. agencies/ public in general. Note: All measurements to be jointly recorded before demolition. Rate to include for stacking the Stones at designated locations inside the site as per directions of EIC |  |  | Cum | 50 | [5 empty] | 0 | 50 | 2016 | 100800 | Notional qty considered. Project head to confirm on the same. |  | Chunk_90 | LINE_ITEM | Cum | DEMOLITION_WORK | Size stone Masonry |  |  | Non-loadbearing Items |  | STAGE_3_ENHANCED_INHERITANCE | 90.0% | ENHANCED_CONTEXT_INHERITANCE | False | False | OVERRIDE_UNIT_CONTRADICTION | {}
L 20 | Hire charges for excavator (back hoe loader/JCB) to carry out as per directions of EIC only. |  |  | Hrs | 50 | [5 empty] | 0 | 50 | 1264 | 63200 | Notional qty considered. Project head to confirm on the same. |  | Chunk_90 | LINE_ITEM | Hrs | OTHERS | Excavator (back hoe loader/JCB) |  |  | Other Building Elements |  | STAGE_3_ENHANCED_INHERITANCE | 90.0% | ENHANCED_CONTEXT_INHERITANCE | False | False | OVERRIDE_UNIT_CONTRADICTION | {}
L 21 | Supply of Masons to carry out miscellaneous works as per directions of EIC only. |  |  | Man-days | 100 | [5 empty] | 0 | 100 | 1398 | 139800 | Notional qty considered. Project head to confirm on the same. |  | Chunk_90 | LINE_ITEM | Man-days | LABOR | Masons |  |  | Other Building Elements |  | STAGE_3_ENHANCED_INHERITANCE | 90.0% | ENHANCED_CONTEXT_INHERITANCE | False | False | OVERRIDE_UNIT_CONTRADICTION | {}
L 22 | Supply of helpers for Masons to carry out miscellaneous works as per directions of EIC only. |  |  | Man-days | 100 | [5 empty] | 0 | 100 | 998 | 99800 | Notional qty considered. Project head to confirm on the same. |  | Chunk_90 | LINE_ITEM | Man-days | LABOR | Helpers for Masons |  |  | Other Building Elements |  | STAGE_3_ENHANCED_INHERITANCE | 90.0% | ENHANCED_CONTEXT_INHERITANCE | False | False | OVERRIDE_UNIT_CONTRADICTION | {}
L 23 | Hire charges for tractor to carry out shifting of material, debris etc., as per directions of EIC only. (8 hours duty per day) |  |  | Man-days | 100 | [5 empty] | 0 | 100 | 2994 | 299400 | Notional qty considered. Project head to confirm on the same. |  | Chunk_90 | LINE_ITEM | Man-days | OTHERS | Tractor |  |  | Other Building Elements |  | STAGE_3_ENHANCED_INHERITANCE | 90.0% | ENHANCED_CONTEXT_INHERITANCE | False | False | OVERRIDE_UNIT_CONTRADICTION | {}
L 24 | Supply of Gas cutter / Welder / Chipper to carry out miscellaneous works as per directions of EIC only. |  |  | Man-days | 100 | [5 empty] | 0 | 100 | 1264 | 126400 | Notional qty considered. Project head to confirm on the same. |  | Chunk_90 | LINE_ITEM | Man-days | LABOR | Gas cutter / Welder / Chipper |  |  | Other Building Elements |  | STAGE_3_ENHANCED_INHERITANCE | 90.0% | ENHANCED_CONTEXT_INHERITANCE | False | False | OVERRIDE_UNIT_CONTRADICTION | {}
L 25 | Supply of unskilled labours to carry out miscellaneous works as per directions of EIC only. |  |  | Man-days | 100 | [5 empty] | 0 | 100 | 998 | 99800 | Notional qty considered. Project head to confirm on the same. |  | Chunk_90 | LINE_ITEM | Man-days | LABOR | Unskilled labours |  |  | Other Building Elements |  | STAGE_3_ENHANCED_INHERITANCE | 90.0% | ENHANCED_CONTEXT_INHERITANCE | False | False | OVERRIDE_UNIT_CONTRADICTION | {}
| SUB TOTAL - MISCELLANEOUS WORKS | [12 empty] | 4330590 |  |  | Chunk_90 | LINE_ITEM |  | SUMMARY_HEADING | Miscellaneous Works Subtotal |  |  | Other Building Elements |  | STAGE_3_ENHANCED_INHERITANCE | 90.0% | ENHANCED_CONTEXT_INHERITANCE | False | False | OVERRIDE_NEW_ACTIVITY | {}
N | FLOORING WORKS | [15 empty] | Chunk_90 | LINE_ITEM |  | HEADING | Flooring Works |  |  | Other Building Elements |  | STAGE_3_ENHANCED_INHERITANCE | 90.0% | ENHANCED_CONTEXT_INHERITANCE | False | False | OVERRIDE_NEW_ACTIVITY | {}
| Preamble: In case EMPLOYER insist for using river sand in lieu of M-sand, the difference in rate will only be paid. | [15 empty] | Chunk_90 | LINE_ITEM |  | PREAMBLE_NOTE | Contractual Note |  |  | Other Building Elements |  | STAGE_3_ENHANCED_INHERITANCE | 90.0% | ENHANCED_CONTEXT_INHERITANCE | False | False | OVERRIDE_NEW_ACTIVITY | {}
| GRANITE FLOORING, CLADDING & SKIRTING WORKS | [12 empty] | 0 |  |  | Chunk_90 | LINE_ITEM |  | HEADING | Granite Flooring, Cladding & Skirting Works |  |  | Facades |  | STAGE_3_ENHANCED_INHERITANCE | 90.0% | ENHANCED_CONTEXT_INHERITANCE | False | False | OVERRIDE_NEW_ACTIVITY | {}
N 1 | Providing, cutting to required size & Laying of 18-20 mm thick approved polished Granite stone slab flooring as per specified pattern, laid over minimum 20mm thk and to match the top of flooring as indicated in drawings with cement mortar bed of 1:4 (1 Cement: 4 M-sand) over which cement slurry @3.3kg/m applied , pointing with suitable matching cement based grout of BAL make or approved equivalent, cleaning & washing with diluted detergent, & remove cement mortar deposits, including cleaning , & providing protection sheet with 275 GSM – 2 mm thick Floor guard make or equivalent, joints to be taped, should remain intact till handing over, removed & disposed out of site after completion, etc., complete as directed by EIC. | [12 empty] | 0 |  |  | Chunk_91_HEADER | HEADER |  | FLOORING_TILE | Granite | 1:4 | 20mm thickness | Load-bearing Structural Frame | ACTIVITY PRIORITY CORRECTED: Applied FLOORING_TILE schema, specifying material as 'Granite' and extracting '1:4' for material_grade. | STAGE_2_AI_VERIFIED_WITH_ACTIVITY_PRIORITY | 95.0% | AI_HEADER_VERIFICATION_ACTIVITY_PRIORITY |  |  | HEADER_VERIFICATION | {}
N 1.1 | Location : Staircase, Lift Lobby Entrance Steps , Stilt Floor Entrance steps, Handicap ramp & at locations wherever directed by EIC. Basic Rate : Rs.200/Sft | [12 empty] | 0 |  |  | Chunk_91 | LINE_ITEM |  | FLOORING_TILE | Granite |  |  | Other Building Elements |  | STAGE_3_ENHANCED_INHERITANCE | 90.0% | ENHANCED_CONTEXT_INHERITANCE | True | False | INHERITED_NO_CHANGE | {}
N 1.1a | For Treads | [12 empty] | 0 |  |  | Chunk_91 | LINE_ITEM |  | FLOORING_TILE | Granite |  |  | Other Building Elements |  | STAGE_3_ENHANCED_INHERITANCE | 90.0% | ENHANCED_CONTEXT_INHERITANCE | True | False | INHERITED_NO_CHANGE | {}
| Staircase - Basement 2 to Basemet 1 |  |  | Sqm | 14 | 0 | 0 | 0 | 0 | 0 | 0 | 14 | #ERROR! | #ERROR! |  |  | Chunk_91 | LINE_ITEM | Sqm | FLOORING_TILE | Granite |  |  | Foundations (Substructure) |  | STAGE_3_ENHANCED_INHERITANCE | 90.0% | ENHANCED_CONTEXT_INHERITANCE | True | False | INHERITED_WITH_MODIFICATION | {}
| Staircase - Basement 1 to Ground lvl |  |  | Sqm | 14 | 0 | 0 | 0 | 0 | 0 | 0 | 14 | #ERROR! | #ERROR! |  |  | Chunk_91 | LINE_ITEM | Sqm | FLOORING_TILE | Granite |  |  | Foundations (Substructure) |  | STAGE_3_ENHANCED_INHERITANCE | 90.0% | ENHANCED_CONTEXT_INHERITANCE | True | False | INHERITED_WITH_MODIFICATION | {}
| Staircase - Ground floor lvl to 1st floor lvl |  |  | Sqm | 0 | 0 | 16 | 14 | 15 | 0 | 45 | 45 | #ERROR! | #ERROR! |  |  | Chunk_91 | LINE_ITEM | Sqm | FLOORING_TILE | Granite |  |  | Other Building Elements |  | STAGE_3_ENHANCED_INHERITANCE | 90.0% | ENHANCED_CONTEXT_INHERITANCE | True | False | INHERITED_WITH_MODIFICATION | {}
| Stilt Lobby Entrance Steps |  |  | Sqm | 0 | 0 | 4 | 5 | 5 | 0 | 14 | 14 | #ERROR! | #ERROR! |  |  | Chunk_91 | LINE_ITEM | Sqm | FLOORING_TILE | Granite |  |  | Other Building Elements |  | STAGE_3_ENHANCED_INHERITANCE | 90.0% | ENHANCED_CONTEXT_INHERITANCE | True | False | INHERITED_WITH_MODIFICATION | {}
N 1.1b | For Mid-landing | [15 empty] | Chunk_91 | LINE_ITEM |  | FLOORING_TILE | Granite |  |  | Other Building Elements |  | STAGE_3_ENHANCED_INHERITANCE | 90.0% | ENHANCED_CONTEXT_INHERITANCE | True | False | INHERITED_NO_CHANGE | {}
| Staircase - Basement 2 to Basemet 1 |  |  | Sqm | 12 | 0 | 0 | 0 | 0 | 0 | 0 | 12 | #ERROR! | #ERROR! |  |  | Chunk_91 | LINE_ITEM | Sqm | FLOORING_TILE | Granite |  |  | Foundations (Substructure) |  | STAGE_3_ENHANCED_INHERITANCE | 90.0% | ENHANCED_CONTEXT_INHERITANCE | True | False | INHERITED_WITH_MODIFICATION | {}
| Staircase - Basement 1 to Ground lvl |  |  | Sqm | 12 | 0 | 0 | 0 | 0 | 0 | 0 | 12 | #ERROR! | #ERROR! |  |  | Chunk_91 | LINE_ITEM | Sqm | FLOORING_TILE | Granite |  |  | Foundations (Substructure) |  | STAGE_3_ENHANCED_INHERITANCE | 90.0% | ENHANCED_CONTEXT_INHERITANCE | True | False | INHERITED_WITH_MODIFICATION | {}
| Staircase - Ground floor lvl to 1st floor lvl |  |  | Sqm | 0 | 0 | 14 | 16 | 14 |  | 44 | 44 | #ERROR! | #ERROR! |  |  | Chunk_91 | LINE_ITEM | Sqm | FLOORING_TILE | Granite |  |  | Other Building Elements |  | STAGE_3_ENHANCED_INHERITANCE | 90.0% | ENHANCED_CONTEXT_INHERITANCE | True | False | INHERITED_WITH_MODIFICATION | {}
| Stilt Lobby Entrance Steps |  |  | Sqm | 0 | 0 | 8 | 10 | 12 | 0 | 30 | 30 | #ERROR! | #ERROR! |  |  | Chunk_91 | LINE_ITEM | Sqm | FLOORING_TILE | Granite |  |  | Other Building Elements |  | STAGE_3_ENHANCED_INHERITANCE | 90.0% | ENHANCED_CONTEXT_INHERITANCE | True | False | INHERITED_WITH_MODIFICATION | {}
N 1.1c | For Risers | [15 empty] | Chunk_91 | LINE_ITEM |  | FLOORING_TILE | Granite |  |  | Other Building Elements |  | STAGE_3_ENHANCED_INHERITANCE | 90.0% | ENHANCED_CONTEXT_INHERITANCE | True | False | INHERITED_NO_CHANGE | {}
| Staircase - Basement 2 to Basemet 1 |  |  | Sqm | 3 | 0 | 0 | 0 | 0 |  | 0 | 3 | #ERROR! | #ERROR! |  |  | Chunk_91 | LINE_ITEM | Sqm | FLOORING_TILE | Granite |  |  | Foundations (Substructure) |  | STAGE_3_ENHANCED_INHERITANCE | 90.0% | ENHANCED_CONTEXT_INHERITANCE | True | False | INHERITED_NO_CHANGE | {}
| Staircase - Basement 1 to Ground lvl |  |  | Sqm | 3 | 0 | 0 | 0 | 0 |  | 0 | 3 | #ERROR! | #ERROR! |  |  | Chunk_91 | LINE_ITEM | Sqm | FLOORING_TILE | Granite |  |  | Foundations (Substructure) |  | STAGE_3_ENHANCED_INHERITANCE | 90.0% | ENHANCED_CONTEXT_INHERITANCE | True | False | INHERITED_NO_CHANGE | {}
| Staircase - Ground floor lvl to 1st floor lvl |  |  | Sqm | 0 | 0 | 8 | 8 | 7 | 0 | 23 | 23 | #ERROR! | #ERROR! |  |  | Chunk_91 | LINE_ITEM | Sqm | FLOORING_TILE | Granite |  |  | Other Building Elements |  | STAGE_3_ENHANCED_INHERITANCE | 90.0% | ENHANCED_CONTEXT_INHERITANCE | True | False | INHERITED_NO_CHANGE | {}
| Stilt Lobby Entrance Steps |  |  | Sqm | 0 | 0 | 3 | 4 | 4 | 0 | 11 | 11 | #ERROR! | #ERROR! |  |  | Chunk_91 | LINE_ITEM | Sqm | FLOORING_TILE | Granite |  |  | Other Building Elements |  | STAGE_3_ENHANCED_INHERITANCE | 90.0% | ENHANCED_CONTEXT_INHERITANCE | True | False | INHERITED_NO_CHANGE | {}
N 1.1d | For Handicap Ramp Basic Rate : Rs.200/Sft | [15 empty] | Chunk_91 | LINE_ITEM |  | OTHERS | Handicap Ramp |  |  | Other Building Elements |  | STAGE_3_ENHANCED_INHERITANCE | 90.0% | ENHANCED_CONTEXT_INHERITANCE | False | False | OVERRIDE_UNIT_CONTRADICTION | {}
| Basement 2 |  |  | Sqm | 24 | 0 | 0 | 0 | 0 | 0 | 0 | 24 | #ERROR! | #ERROR! |  |  | Chunk_91 | LINE_ITEM | Sqm | FLOORING_TILE | Granite |  |  | Foundations (Substructure) |  | STAGE_3_ENHANCED_INHERITANCE | 90.0% | ENHANCED_CONTEXT_INHERITANCE | True | False | INHERITED_NO_CHANGE | {}
| Basement 1 |  |  | Sqm | 24 | 0 | 0 | 0 | 0 | 0 | 0 | 24 | #ERROR! | #ERROR! |  |  | Chunk_91 | LINE_ITEM | Sqm | FLOORING_TILE | Granite |  |  | Foundations (Substructure) |  | STAGE_3_ENHANCED_INHERITANCE | 90.0% | ENHANCED_CONTEXT_INHERITANCE | True | False | INHERITED_NO_CHANGE | {}
| Location : Handicap Ramp flooring & at locations wherever directed by EIC. |  |  | Sqm | 0 | 0 | 6 | 6 | 6 | 0 | 18 | 18 | #ERROR! | #ERROR! |  |  | Chunk_92 | LINE_ITEM | Sqm | FLOORING_TILE | Granite |  |  | Other Building Elements |  | STAGE_3_ENHANCED_INHERITANCE | 90.0% | ENHANCED_CONTEXT_INHERITANCE | True | False | INHERITED_NO_CHANGE | {}
N 1.1e | Location : Ground floor Entrance lobby & at locations wherever directed by EIC. Basic Rate : Rs.200/Sft |  |  | Sqm | 0 | 0 | 37 | 50 | 58 | 0 | 145 | 145 | #ERROR! | #ERROR! | Entrance Lobby |  | Chunk_92 | LINE_ITEM | Sqm | FLOORING_TILE | Granite |  |  | Other Building Elements |  | STAGE_3_ENHANCED_INHERITANCE | 90.0% | ENHANCED_CONTEXT_INHERITANCE | True | False | INHERITED_NO_CHANGE | {}
N 2 | Providing & laying of 18-20mm thk granite Skirting 100 mm high , as per drawing set in CM 1:3 (1 Cement: 3 M-sand) including fixing of skirting as per instructions of EIC . .The rate to be inclusive of cleaning & washing with diluted detergent, & remove cement mortar deposits, curing, pointing with suitable matching cement based grout of BAL make or approved equivalent, etc., complete. | [15 empty] | Chunk_93_HEADER | HEADER |  | FLOORING_TILE | Granite | 1:3 | 20mm thickness | Other Building Elements | ACTIVITY PRIORITY CORRECTED: Applied FLOORING_TILE schema, specifying material as 'Granite', extracting '1:3' for material_grade, and '20mm' for extracted_dimensions. | STAGE_2_AI_VERIFIED_WITH_ACTIVITY_PRIORITY | 95.0% | AI_HEADER_VERIFICATION_ACTIVITY_PRIORITY |  |  | HEADER_VERIFICATION | {}
N 2.1 | Location : Staircase, Lobby Entrance steps, Handicap ramp & at locations wherever directed by EIC. Basic Rate : Rs.200/Sft | [15 empty] | Chunk_93 | LINE_ITEM |  | FLOORING_TILE | Granite |  |  | Other Building Elements | Inherited from header | STAGE_3_STRICT_INHERITANCE_FALLBACK | 85.0% | STRICT_INHERITANCE_FALLBACK | True | False | FALLBACK_BUT_CONTEXT_PRESERVED | {}
| Staircase - Basement 2 to Basemet 1 |  |  | Rmt | 16 | 0 | 0 | 0 | 0 | 0 | 0 | 16 | #ERROR! | #ERROR! |  |  | Chunk_93 | LINE_ITEM | Rmt | FLOORING_TILE | Granite |  |  | Foundations (Substructure) | Inherited from header | STAGE_3_STRICT_INHERITANCE_FALLBACK | 85.0% | STRICT_INHERITANCE_FALLBACK | True | False | FALLBACK_BUT_CONTEXT_PRESERVED | {}
| Staircase - Basement 1 to Ground lvl |  |  | Rmt | 16 | 0 | 0 | 0 | 0 | 0 | 0 | 16 | #ERROR! | #ERROR! |  |  | Chunk_93 | LINE_ITEM | Rmt | FLOORING_TILE | Granite |  |  | Foundations (Substructure) | Inherited from header | STAGE_3_STRICT_INHERITANCE_FALLBACK | 85.0% | STRICT_INHERITANCE_FALLBACK | True | False | FALLBACK_BUT_CONTEXT_PRESERVED | {}
| Staircase - Ground floor lvl to 1st floor lvl |  |  | Rmt | 0 | 0 | 36 | 40 | 35 | 0 | 111 | 111 | #ERROR! | #ERROR! |  |  | Chunk_93 | LINE_ITEM | Rmt | FLOORING_TILE | Granite |  |  | Other Building Elements | Inherited from header | STAGE_3_STRICT_INHERITANCE_FALLBACK | 85.0% | STRICT_INHERITANCE_FALLBACK | True | False | FALLBACK_BUT_CONTEXT_PRESERVED | {}
| Stilt Lobby Entrance Steps |  |  | Rmt | 0 | 0 | 4 | 4 | 4 | 0 | 12 | 12 | #ERROR! | #ERROR! |  |  | Chunk_93 | LINE_ITEM | Rmt | FLOORING_TILE | Granite |  |  | Other Building Elements | Inherited from header | STAGE_3_STRICT_INHERITANCE_FALLBACK | 85.0% | STRICT_INHERITANCE_FALLBACK | True | False | FALLBACK_BUT_CONTEXT_PRESERVED | {}
N 2.2 | For Handicap Ramp Basic Rate : Rs.200/Sft | [15 empty] | Chunk_93 | LINE_ITEM |  | FLOORING_TILE | Granite |  |  | Other Building Elements | Inherited from header | STAGE_3_STRICT_INHERITANCE_FALLBACK | 85.0% | STRICT_INHERITANCE_FALLBACK | True | False | FALLBACK_BUT_CONTEXT_PRESERVED | {}
| Basement 2 |  |  | Rmt | 33 | 0 | 0 | 0 | 0 | 0 | 0 | 33 | #ERROR! | #ERROR! |  |  | Chunk_93 | LINE_ITEM | Rmt | FLOORING_TILE | Granite |  |  | Foundations (Substructure) | Inherited from header | STAGE_3_STRICT_INHERITANCE_FALLBACK | 85.0% | STRICT_INHERITANCE_FALLBACK | True | False | FALLBACK_BUT_CONTEXT_PRESERVED | {}
| Basement 1 |  |  | Rmt | 33 | 0 | 0 | 0 | 0 | 0 | 0 | 33 | #ERROR! | #ERROR! |  |  | Chunk_93 | LINE_ITEM | Rmt | FLOORING_TILE | Granite |  |  | Foundations (Substructure) | Inherited from header | STAGE_3_STRICT_INHERITANCE_FALLBACK | 85.0% | STRICT_INHERITANCE_FALLBACK | True | False | FALLBACK_BUT_CONTEXT_PRESERVED | {}
| Location : Handicap Ramp skirting & at locations wherever directed by EIC. |  |  | Rmt | 0 | 0 | 9 | 9 | 9 | 0 | 27 | 27 | #ERROR! | #ERROR! |  |  | Chunk_93 | LINE_ITEM | Rmt | FLOORING_TILE | Granite |  |  | Other Building Elements | Inherited from header | STAGE_3_STRICT_INHERITANCE_FALLBACK | 85.0% | STRICT_INHERITANCE_FALLBACK | True | False | FALLBACK_BUT_CONTEXT_PRESERVED | {}
N 2.3 | Location : Ground floor Entrance lobby & at locations wherever directed by EIC. Basic Rate : Rs.200/Sft |  |  | Rmt | 0 | 0 | 17 | 20 | 17 | 0 | 54 | 54 | #ERROR! | #ERROR! |  |  | Chunk_93 | LINE_ITEM | Rmt | FLOORING_TILE | Granite |  |  | Other Building Elements | Inherited from header | STAGE_3_STRICT_INHERITANCE_FALLBACK | 85.0% | STRICT_INHERITANCE_FALLBACK | True | False | FALLBACK_BUT_CONTEXT_PRESERVED | {}
N 3 | Antiskid Grooves - 5 mm wide & 3 grooves per treads Note: Measurement will be done per Rmt of groove. Location : GF Entrance steps, Staircase - Ground floor lvl to 1st floor lvl & at locations wherever directed by EIC. |  |  | Rmt | 80 | 0 | 135 | 158 | 135 | 0 | 428 | 508 | #ERROR! | #ERROR! |  |  | Chunk_93 | LINE_ITEM | Rmt | FLOORING_TILE | Granite |  |  | Other Building Elements | Inherited from header | STAGE_3_STRICT_INHERITANCE_FALLBACK | 85.0% | STRICT_INHERITANCE_FALLBACK | True | False | FALLBACK_BUT_CONTEXT_PRESERVED | {}
N 4 | Labour Charges for making of Grooves on the Granite Flooring Ramp at all levels including all materials, machineries, Tools, accessories, Labour, lead, lift etc. complete as specified in the drawing etc., complete and as approved by EIC. Size of the groove : 6mm to 10mm wide x 8mm deep. Location: Handicap ramp grooves at all levels & at locations wherever directed by EIC. |  |  | Rmt | 480 | 0 | 60 | 60 | 60 | 0 | 180 | 660 | #ERROR! | #ERROR! |  |  | Chunk_93 | LINE_ITEM | Rmt | FLOORING_TILE | Granite |  |  | Other Building Elements | Inherited from header | STAGE_3_STRICT_INHERITANCE_FALLBACK | 85.0% | STRICT_INHERITANCE_FALLBACK | True | False | FALLBACK_BUT_CONTEXT_PRESERVED | {}
N 5 | Providing edge chamfering of size 5mm x 5mm including full edge polishing for 18-20mm thk granite for treads |  |  | Rmt | 0 | 0 | 0 | 0 | 0 | 0 | 0 | RO | #ERROR! | 0 |  |  | Chunk_93 | LINE_ITEM | Rmt | FLOORING_TILE | Granite |  | 5mm thickness | Other Building Elements |  | STAGE_3_ENHANCED_INHERITANCE | 90.0% | ENHANCED_CONTEXT_INHERITANCE | True | False | INHERITED_WITH_MODIFICATION | {}
N 6 | Providing full round nosing of edges for 18-20mm thk granite including edge polishing |  |  | Rmt | 27 |  | 45 | 53 | 45 |  | 143 | 170 | #ERROR! | #ERROR! |  |  | Chunk_93 | LINE_ITEM | Rmt | FLOORING_TILE | Granite |  | 20mm thickness | Other Building Elements |  | STAGE_3_ENHANCED_INHERITANCE | 90.0% | ENHANCED_CONTEXT_INHERITANCE | True | False | INHERITED_WITH_MODIFICATION | {}
N 7 | Providing half round nosing of edges for 18-20mm thk granite including full edge polishing |  |  | Rmt | 0 | 0 | 0 | 0 | 0 | 0 | 0 | RO | #ERROR! | 0 |  |  | Chunk_93 | LINE_ITEM | Rmt | FLOORING_TILE | Granite |  | 20mm thickness | Other Building Elements |  | STAGE_3_ENHANCED_INHERITANCE | 90.0% | ENHANCED_CONTEXT_INHERITANCE | True | False | INHERITED_WITH_MODIFICATION | {}
N 8 | Providing straight Edge Polishing for 18-20mm thk granite |  |  | Rmt | 0 | 0 | 0 | 0 | 0 | 0 | 0 | RO | #ERROR! | 0 |  |  | Chunk_93 | LINE_ITEM | Rmt | FLOORING_TILE | Granite |  | 20mm thickness | Other Building Elements |  | STAGE_3_ENHANCED_INHERITANCE | 90.0% | ENHANCED_CONTEXT_INHERITANCE | True | False | INHERITED_WITH_MODIFICATION | {}
N 9 | Providing chamfering for edges of granite of following sizes including full edge polishing | [15 empty] | Chunk_93 | LINE_ITEM |  | FLOORING_TILE | Granite |  |  | Other Building Elements |  | STAGE_3_ENHANCED_INHERITANCE | 90.0% | ENHANCED_CONTEXT_INHERITANCE | True | False | INHERITED_NO_CHANGE | {}
a | a)3mm x 3mm |  |  | Rmt | 0 | 0 | 0 | 0 | 0 | 0 | 0 | RO | #ERROR! | 0 |  |  | Chunk_93 | LINE_ITEM | Rmt | FLOORING_TILE | Granite |  | 3mm thickness | Other Building Elements |  | STAGE_3_ENHANCED_INHERITANCE | 90.0% | ENHANCED_CONTEXT_INHERITANCE | True | False | INHERITED_WITH_MODIFICATION | {}
b | b) 6mm x 6mm |  |  | Rmt | 0 | 0 | 0 | 0 | 0 | 0 | 0 | RO | #ERROR! | 0 |  |  | Chunk_93 | LINE_ITEM | Rmt | FLOORING_TILE | Granite |  | 6mm thickness | Other Building Elements |  | STAGE_3_ENHANCED_INHERITANCE | 90.0% | ENHANCED_CONTEXT_INHERITANCE | True | False | INHERITED_WITH_MODIFICATION | {}
c | c) 8mm x 8mm |  |  | Rmt | 0 | 0 | 0 | 0 | 0 | 0 | 0 | RO | #ERROR! | 0 |  |  | Chunk_94 | LINE_ITEM | Rmt | OTHERS | Granite |  |  | Other Building Elements |  | STAGE_3_ENHANCED_INHERITANCE | 90.0% | ENHANCED_CONTEXT_INHERITANCE | False | False | OVERRIDE_UNIT_CONTRADICTION | {}
d | d) 10mm x 10mm |  |  | Rmt | 0 | 0 | 0 | 0 | 0 | 0 | 0 | RO | #ERROR! | 0 |  |  | Chunk_94 | LINE_ITEM | Rmt | OTHERS | Granite |  |  | Other Building Elements |  | STAGE_3_ENHANCED_INHERITANCE | 90.0% | ENHANCED_CONTEXT_INHERITANCE | False | False | OVERRIDE_UNIT_CONTRADICTION | {}
N 10 | Providing, cutting to required size & Laying of 18-20 mm thick Polished Granite stone slab flooring as per specified pattern, Tile Adhesive of specified thickness from Laticrete / FOSROC/ BASF or Equivalent make as per manufactures spec. paper joints filled with pigment to match the shade of the stone, cleaning & washing with diluted detergent, & providing protection sheet with 275 GSM – 2 mm thick Floor guard make or equivalent, joints to be taped, should remain intact till handing over, removed & disposed out of site after completion, etc., complete. Basic Rate : Rs.200/sft Location : Lift car flooring & at locations wherever directed by EIC. |  |  | Sqm | 0 | 0 | 20 | 20 | 20 | 0 | 60 | 60 | #ERROR! | #ERROR! |  |  | Chunk_95_HEADER | HEADER |  | FLOORING_TILE | Granite |  | 20mm thickness | Load-bearing Structural Frame | ACTIVITY PRIORITY CORRECTED: Applied FLOORING_TILE schema, specifying material as 'Granite'. | STAGE_2_AI_VERIFIED_WITH_ACTIVITY_PRIORITY | 95.0% | AI_HEADER_VERIFICATION_ACTIVITY_PRIORITY |  |  | HEADER_VERIFICATION | {}
N 11.1 | Providing & fixing 20 mm thick, 200 wide granite facia fixed over 19mm thick Marine ply framework with suitable approved adhesive & to be fixed below granite counter as shown in drawing. Rate including edge polishing, 3mmx3mm chamfering of edges, cost of ply, adhesives etc., complete to proper line level, all as per drawing, and suitably protected against damage, all as per directions of EIC etc., complete - at all levels | [12 empty] | 0 |  |  | Chunk_96_HEADER | HEADER |  | OTHERS | Granite Facia |  |  | Load-bearing Structural Frame | ACTIVITY PRIORITY CORRECTED: Activity is for granite facia fixed with adhesive over ply, which does not fit the 'FLOORING_TILE' schema (no cement ratio for bedding) or any other specific allowed category. Classified as OTHERS. | STAGE_2_AI_VERIFIED_WITH_ACTIVITY_PRIORITY | 95.0% | AI_HEADER_VERIFICATION_ACTIVITY_PRIORITY |  |  | HEADER_VERIFICATION | {}
a | Basic Rate : Rs.200/Sft Location : Toilet counters & at locations wherever directed by EIC. |  |  | Rmt | 0 | 0 | 117 | 117 | 99 | 0 | 333 | 333 | #ERROR! | #ERROR! |  |  | Chunk_96 | LINE_ITEM | Rmt | OTHERS | Granite Facia |  |  | Other Building Elements |  | STAGE_3_ENHANCED_INHERITANCE | 90.0% | ENHANCED_CONTEXT_INHERITANCE | True | False | INHERITED_WITH_MODIFICATION | {}
N 11.2 | Providing & fixing 20 mm thick granite over M.S. angle supports including cost of sink cutting & polishing, drilling of holes for CP fixture, rounding of edges, adhesives etc., complete to proper line level, all as per drawing & with 2 mm thick protection sheet or Floor guard protection or Equivalent, as per instructions of EIC etc., complete - at all levels. Note : Cost of MS supports shall be paid under relevant item of work. | [15 empty] | Chunk_97_HEADER | HEADER |  | OTHERS | Granite Countertop |  |  | Other Building Elements | ACTIVITY PRIORITY CORRECTED: Activity is for a granite countertop fixed over MS supports with adhesive, which does not fit the 'FLOORING_TILE' schema (no cement ratio for bedding) despite the material, nor any other specific allowed category. Classified as OTHERS. | STAGE_2_AI_VERIFIED_WITH_ACTIVITY_PRIORITY | 95.0% | AI_HEADER_VERIFICATION_ACTIVITY_PRIORITY |  |  | HEADER_VERIFICATION | {}
b | Basic Rate : Rs.200/Sft Location : Toilet counters & at locations wherever directed by EIC. |  |  | Sqm |  |  | 70 | 70 | 59 |  | 199 | 199 | #ERROR! | #ERROR! |  |  | Chunk_97 | LINE_ITEM | Sqm | OTHERS | Granite Countertop |  |  | Other Building Elements |  | STAGE_3_ENHANCED_INHERITANCE | 90.0% | ENHANCED_CONTEXT_INHERITANCE | True | False | INHERITED_WITH_MODIFICATION | {}
[14 empty] | 0 |  |  |  | EMPTY | [7 empty] | STAGE_1_EMPTY_ROW
N 12 | Providing & fixing of 18-20mm thick approved sample of Granite for Coping - 100mm wide of specified width/pattern as shown in dwg , laid over masonry/Concrete walls & wherever directed by EIC laid over 20 mm thick set in CM 1 : 4, including, roughening rear surface of granite by spraying of sand on adhesive or any suitable means for better bonding with mortar, edge polishing of all exposed sides. Coping to project 20 mm all round beyond the plastered surface & for size of coping as shown in drawing etc., complete. Location: At locations wherever directed by EIC. Basic rate of cement : Rs.240/bag | [12 empty] | 0 |  |  | Chunk_98_HEADER | HEADER |  | FLOORING_TILE | Granite | 1:4 | 20mm thickness | Non-loadbearing Items | ACTIVITY PRIORITY CORRECTED: Strict schema for FLOORING_TILE applied based on material (Granite) and bedding mortar ratio (CM 1:4). | STAGE_2_AI_VERIFIED_WITH_ACTIVITY_PRIORITY | 95.0% | AI_HEADER_VERIFICATION_ACTIVITY_PRIORITY |  |  | HEADER_VERIFICATION | {}
a | Basic Rate : Rs.200/Sft Location : Toilet ledge wall coping & at locations wherever directed by EIC. |  |  | Rmt |  |  | 233 | 233 | 398 |  | 864 | 864 | #ERROR! | #ERROR! |  |  | Chunk_98 | LINE_ITEM | Rmt | STONE_WORK | Granite |  |  | Other Building Elements |  | STAGE_3_ENHANCED_INHERITANCE | 90.0% | ENHANCED_CONTEXT_INHERITANCE | True | False | OVERRIDE_UNIT_CONTRADICTION | {}
[14 empty] | 0 |  |  |  | EMPTY | [7 empty] | STAGE_1_EMPTY_ROW
N 14 | Providing, cutting to required size & laying of 18-20 mm thick approved finish Granite slabs for lift cladding / 200mm wide lift jamb architrave as per pattern shown in the drawing, set to line and level in CM 1:4 (1 Cement : 4 M-Sand) of minimum 20mm thk and to match the top of flooring as indicated in drawings with grey cement base slurry @3.3 kg/sqm. The rate is inclusive of cutting of granite for box cut-outs, fireman switch, making of holes for call button of approximate size -16-25 mm dia or size as indicated in the dwg, sizing of granite, POP supports to hold the granite slab till setting time, curing, pointing with suitable matching cement based grout of BAL make or approved equivalent, etc., Contractor has to ensure protection of finished cladding surface till handing overetc., complete etc., complete. Note : Rate to include All straight / exposed edges to be edge polished. | [12 empty] | 0 |  |  | Chunk_99_HEADER | HEADER |  | FLOORING_TILE | Granite | 1:4 | 20mm thickness | Load-bearing Structural Frame | ACTIVITY PRIORITY CORRECTED: Strict schema for FLOORING_TILE applied based on material (Granite) and bedding mortar ratio (CM 1:4). | STAGE_2_AI_VERIFIED_WITH_ACTIVITY_PRIORITY | 95.0% | AI_HEADER_VERIFICATION_ACTIVITY_PRIORITY |  |  | HEADER_VERIFICATION | {}
a | Basic rate of granite - Rs. 200/Sft Location: Passenger Lift jambs for lift lobbies & at locations wherever directed by EIC. | [12 empty] | 0 | Consider the 200mm width jambs in passenger lifts as 900mm as 1nos length & 2400mm ht. as 2nos. |  | Chunk_99 | LINE_ITEM |  | FLOORING_TILE | Granite |  |  | Other Building Elements |  | STAGE_3_ENHANCED_INHERITANCE | 90.0% | ENHANCED_CONTEXT_INHERITANCE | True | False | INHERITED_WITH_MODIFICATION | {}
| Basement-2 |  |  | Sqm | 13 | 0 | 0 | 0 | 0 | 0 | 0 | 13 | #ERROR! | #ERROR! |  |  | Chunk_99 | LINE_ITEM | Sqm | FLOORING_TILE | Granite |  |  | Foundations (Substructure) |  | STAGE_3_ENHANCED_INHERITANCE | 90.0% | ENHANCED_CONTEXT_INHERITANCE | True | False | INHERITED_WITH_MODIFICATION | {}
| Basement-1 |  |  | Sqm | 13 | 0 | 0 | 0 | 0 | 0 | 0 | 13 | #ERROR! | #ERROR! |  |  | Chunk_99 | LINE_ITEM | Sqm | FLOORING_TILE | Granite |  |  | Foundations (Substructure) |  | STAGE_3_ENHANCED_INHERITANCE | 90.0% | ENHANCED_CONTEXT_INHERITANCE | True | False | INHERITED_WITH_MODIFICATION | {}
| Ground floor lvl to 1st Floor lvl |  |  | Sqm | 0 | 0 | 5 | 5 | 5 | 0 | 15 | 15 | #ERROR! | #ERROR! |  |  | Chunk_99 | LINE_ITEM | Sqm | FLOORING_TILE | Granite |  |  | Other Building Elements |  | STAGE_3_ENHANCED_INHERITANCE | 90.0% | ENHANCED_CONTEXT_INHERITANCE | True | False | INHERITED_WITH_MODIFICATION | {}
| 1st floor lvl to 5th floor lvl |  |  | Sqm | 0 | 0 | 21 | 21 | 21 | 0 | 63 | 63 | #ERROR! | #ERROR! |  |  | Chunk_99 | LINE_ITEM | Sqm | FLOORING_TILE | Granite |  |  | Other Building Elements |  | STAGE_3_ENHANCED_INHERITANCE | 90.0% | ENHANCED_CONTEXT_INHERITANCE | True | False | INHERITED_WITH_MODIFICATION | {}
| 5th floor lvl to 10th floor lvl |  |  | Sqm | 0 | 0 | 21 | 21 | 21 | 0 | 63 | 63 | #ERROR! | #ERROR! |  |  | Chunk_99 | LINE_ITEM | Sqm | FLOORING_TILE | Granite |  |  | Other Building Elements |  | STAGE_3_ENHANCED_INHERITANCE | 90.0% | ENHANCED_CONTEXT_INHERITANCE | True | False | INHERITED_WITH_MODIFICATION | {}
| 10th floor lvl to 15th floor lvl |  |  | Sqm | 0 | 0 | 21 | 21 | 21 | 0 | 63 | 63 | #ERROR! | #ERROR! |  |  | Chunk_99 | LINE_ITEM | Sqm | FLOORING_TILE | Granite |  |  | Other Building Elements |  | STAGE_3_ENHANCED_INHERITANCE | 90.0% | ENHANCED_CONTEXT_INHERITANCE | True | False | INHERITED_WITH_MODIFICATION | {}
| 15th floor lvl to 20th floor lvl |  |  | Sqm | 0 | 0 | 17 | 17 | 21 | 0 | 55 | 55 | #ERROR! | #ERROR! |  |  | Chunk_99 | LINE_ITEM | Sqm | FLOORING_TILE | Granite |  |  | Other Building Elements |  | STAGE_3_ENHANCED_INHERITANCE | 90.0% | ENHANCED_CONTEXT_INHERITANCE | True | False | INHERITED_WITH_MODIFICATION | {}
| 20th floor lvl to Terrace |  |  | Sqm | 0 | 0 | 5 | 5 | 17 | 0 | 27 | 27 | #ERROR! | #ERROR! |  |  | Chunk_99 | LINE_ITEM | Sqm | FLOORING_TILE | Granite |  |  | Other Building Elements |  | STAGE_3_ENHANCED_INHERITANCE | 90.0% | ENHANCED_CONTEXT_INHERITANCE | True | False | INHERITED_WITH_MODIFICATION | {}
b | Basic rate of granite - Rs. 200/Sft Location:Service Lift jambs for lift lobbies & at locations wherever directed by EIC. | [12 empty] | 0 | Consider the 200mm width jambs in passenger lifts as 900mm as 1nos length & 2400mm ht. as 2nos. |  | Chunk_99 | LINE_ITEM |  | FLOORING_TILE | Granite |  |  | Other Building Elements |  | STAGE_3_ENHANCED_INHERITANCE | 90.0% | ENHANCED_CONTEXT_INHERITANCE | True | False | INHERITED_WITH_MODIFICATION | {}
| Basement-2 |  |  | Sqm | 2 | 0 | 0 | 0 | 0 |  | 0 | 2 | #ERROR! | #ERROR! |  |  | Chunk_99 | LINE_ITEM | Sqm | FLOORING_TILE | Granite |  |  | Foundations (Substructure) |  | STAGE_3_ENHANCED_INHERITANCE | 90.0% | ENHANCED_CONTEXT_INHERITANCE | True | False | INHERITED_WITH_MODIFICATION | {}
| Basement-1 |  |  | Sqm | 2 | 0 | 0 | 0 | 0 |  | 0 | 2 | #ERROR! | #ERROR! |  |  | Chunk_99 | LINE_ITEM | Sqm | FLOORING_TILE | Granite |  |  | Foundations (Substructure) |  | STAGE_3_ENHANCED_INHERITANCE | 90.0% | ENHANCED_CONTEXT_INHERITANCE | True | False | INHERITED_WITH_MODIFICATION | {}
| Ground floor lvl to 1st Floor lvl |  |  | Sqm | 0 | 0 | 2 | 2 | 2 |  | 6 | 6 | #ERROR! | #ERROR! |  |  | Chunk_99 | LINE_ITEM | Sqm | FLOORING_TILE | Granite |  |  | Other Building Elements |  | STAGE_3_ENHANCED_INHERITANCE | 90.0% | ENHANCED_CONTEXT_INHERITANCE | True | False | INHERITED_NO_CHANGE | {}
| 1st floor lvl to 5th floor lvl |  |  | Sqm | 0 | 0 | 5 | 5 | 5 |  | 15 | 15 | #ERROR! | #ERROR! |  |  | Chunk_99 | LINE_ITEM | Sqm | FLOORING_TILE | Granite |  |  | Other Building Elements |  | STAGE_3_ENHANCED_INHERITANCE | 90.0% | ENHANCED_CONTEXT_INHERITANCE | True | False | INHERITED_NO_CHANGE | {}
| 5th floor lvl to 10th floor lvl |  |  | Sqm | 0 | 0 | 6 | 6 | 6 |  | 18 | 18 | #ERROR! | #ERROR! |  |  | Chunk_99 | LINE_ITEM | Sqm | FLOORING_TILE | Granite |  |  | Other Building Elements |  | STAGE_3_ENHANCED_INHERITANCE | 90.0% | ENHANCED_CONTEXT_INHERITANCE | True | False | INHERITED_NO_CHANGE | {}
| 10th floor lvl to 15th floor lvl |  |  | Sqm | 0 | 0 | 6 | 6 | 6 |  | 18 | 18 | #ERROR! | #ERROR! |  |  | Chunk_99 | LINE_ITEM | Sqm | FLOORING_TILE | Granite |  |  | Other Building Elements |  | STAGE_3_ENHANCED_INHERITANCE | 90.0% | ENHANCED_CONTEXT_INHERITANCE | True | False | INHERITED_NO_CHANGE | {}
| 15th floor lvl to 20th floor lvl |  |  | Sqm | 0 | 0 | 5 | 5 | 5 |  | 15 | 15 | #ERROR! | #ERROR! |  |  | Chunk_99 | LINE_ITEM | Sqm | FLOORING_TILE | Granite |  |  | Other Building Elements |  | STAGE_3_ENHANCED_INHERITANCE | 90.0% | ENHANCED_CONTEXT_INHERITANCE | True | False | INHERITED_NO_CHANGE | {}
| 20th floor lvl to Terrace |  |  | Sqm | 0 | 0 |  |  | 4 |  | 4 | 4 | #ERROR! | #ERROR! |  |  | Chunk_99 | LINE_ITEM | Sqm | FLOORING_TILE | Granite |  |  | Other Building Elements |  | STAGE_3_ENHANCED_INHERITANCE | 90.0% | ENHANCED_CONTEXT_INHERITANCE | True | False | INHERITED_NO_CHANGE | {}
c | Basic rate of granite - Rs. 200/Sft Location: Cladding for lift lobbies upto bottom of slab & at locations wherever directed by EIC. | [12 empty] | 0 | Considered in 600mm x 600mm vetrified tile for lift Dado |  | Chunk_99 | LINE_ITEM |  | FLOORING_TILE | Granite |  |  | Load-bearing Structural Frame |  | STAGE_3_ENHANCED_INHERITANCE | 90.0% | ENHANCED_CONTEXT_INHERITANCE | True | False | INHERITED_NO_CHANGE | {}
| Basement-2 |  |  | Sqm | 0 | 0 | 0 | 0 | 0 | 0 | 0 | RO | #ERROR! | 0 |  |  | Chunk_100 | LINE_ITEM | Sqm | FLOORING_TILE | Granite |  |  | Foundations (Substructure) |  | STAGE_3_ENHANCED_INHERITANCE | 90.0% | ENHANCED_CONTEXT_INHERITANCE | True | False | INHERITED_NO_CHANGE | {}
| Basement-1 |  |  | Sqm | 0 | 0 | 0 | 0 | 0 | 0 | 0 | RO | #ERROR! | 0 |  |  | Chunk_100 | LINE_ITEM | Sqm | FLOORING_TILE | Granite |  |  | Foundations (Substructure) |  | STAGE_3_ENHANCED_INHERITANCE | 90.0% | ENHANCED_CONTEXT_INHERITANCE | True | False | INHERITED_NO_CHANGE | {}
| Ground Floor Lvl |  |  | Sqm | 0 | 0 | 6 | 7 | 7 | 0 | 20 | 20 | #ERROR! | #ERROR! |  |  | Chunk_100 | LINE_ITEM | Sqm | FLOORING_TILE | Granite |  |  | Other Building Elements |  | STAGE_3_ENHANCED_INHERITANCE | 90.0% | ENHANCED_CONTEXT_INHERITANCE | True | False | INHERITED_NO_CHANGE | {}
| Upper Floors (1st to 22nd) |  |  | Sqm | 0 | 0 | 0 | 0 | 0 | 0 | 0 | RO | #ERROR! | 0 |  |  | Chunk_100 | LINE_ITEM | Sqm | FLOORING_TILE | Granite |  |  | Other Building Elements |  | STAGE_3_ENHANCED_INHERITANCE | 90.0% | ENHANCED_CONTEXT_INHERITANCE | True | False | INHERITED_NO_CHANGE | {}
d | Basic rate of granite - Rs. 200/Sft Location: Lift Door- 300mm wide Architrave portion for lift lobbies & at locations wherever directed by EIC. | [12 empty] | 0 | Consider the 300mm width architrave in passenger lifts as 1500mm as 1nos length & 2400mm ht. as 2nos. |  | Chunk_100 | LINE_ITEM |  | FLOORING_TILE | Granite |  | 300mm thickness | Other Building Elements |  | STAGE_3_ENHANCED_INHERITANCE | 90.0% | ENHANCED_CONTEXT_INHERITANCE | True | False | INHERITED_WITH_MODIFICATION | {}
| Basement-2 |  |  | Sqm | 18 | 0 | 0 | 0 | 0 | 0 | 0 | 18 | #ERROR! | #ERROR! |  |  | Chunk_100 | LINE_ITEM | Sqm | FLOORING_TILE | Granite |  |  | Foundations (Substructure) |  | STAGE_3_ENHANCED_INHERITANCE | 90.0% | ENHANCED_CONTEXT_INHERITANCE | True | False | INHERITED_NO_CHANGE | {}
| Basement-1 |  |  | Sqm | 18 | 0 | 0 | 0 | 0 | 0 | 0 | 18 | #ERROR! | #ERROR! |  |  | Chunk_100 | LINE_ITEM | Sqm | FLOORING_TILE | Granite |  |  | Foundations (Substructure) |  | STAGE_3_ENHANCED_INHERITANCE | 90.0% | ENHANCED_CONTEXT_INHERITANCE | True | False | INHERITED_NO_CHANGE | {}
| Ground floor lvl to 1st Floor lvl |  |  | Sqm | 0 | 0 | 6 | 6 | 6 | 0 | 18 | 18 | #ERROR! | #ERROR! |  |  | Chunk_100 | LINE_ITEM | Sqm | FLOORING_TILE | Granite |  |  | Other Building Elements |  | STAGE_3_ENHANCED_INHERITANCE | 90.0% | ENHANCED_CONTEXT_INHERITANCE | True | False | INHERITED_NO_CHANGE | {}
| 1st floor lvl to 5th floor lvl |  |  | Sqm | 0 | 0 | 29 | 29 | 29 | 0 | 87 | 87 | #ERROR! | #ERROR! |  |  | Chunk_100 | LINE_ITEM | Sqm | FLOORING_TILE | Granite |  |  | Other Building Elements |  | STAGE_3_ENHANCED_INHERITANCE | 90.0% | ENHANCED_CONTEXT_INHERITANCE | True | False | INHERITED_NO_CHANGE | {}
| 5th floor lvl to 10th floor lvl |  |  | Sqm | 0 | 0 | 29 | 29 | 29 | 0 | 87 | 87 | #ERROR! | #ERROR! |  |  | Chunk_100 | LINE_ITEM | Sqm | FLOORING_TILE | Granite |  |  | Other Building Elements |  | STAGE_3_ENHANCED_INHERITANCE | 90.0% | ENHANCED_CONTEXT_INHERITANCE | True | False | INHERITED_NO_CHANGE | {}
| 10th floor lvl to 15th floor lvl |  |  | Sqm | 0 | 0 | 29 | 29 | 29 | 0 | 87 | 87 | #ERROR! | #ERROR! |  |  | Chunk_100 | LINE_ITEM | Sqm | FLOORING_TILE | Granite |  |  | Other Building Elements |  | STAGE_3_ENHANCED_INHERITANCE | 90.0% | ENHANCED_CONTEXT_INHERITANCE | True | False | INHERITED_NO_CHANGE | {}
| 15th floor lvl to 20th floor lvl |  |  | Sqm | 0 | 0 | 23 | 23 | 29 | 0 | 75 | 75 | #ERROR! | #ERROR! |  |  | Chunk_100 | LINE_ITEM | Sqm | FLOORING_TILE | Granite |  |  | Other Building Elements |  | STAGE_3_ENHANCED_INHERITANCE | 90.0% | ENHANCED_CONTEXT_INHERITANCE | True | False | INHERITED_NO_CHANGE | {}
| 20th floor lvl to Terrace |  |  | Sqm | 0 | 0 | 6 | 6 | 23 | 0 | 35 | 35 | #ERROR! | #ERROR! |  |  | Chunk_100 | LINE_ITEM | Sqm | FLOORING_TILE | Granite |  |  | Other Building Elements |  | STAGE_3_ENHANCED_INHERITANCE | 90.0% | ENHANCED_CONTEXT_INHERITANCE | True | False | INHERITED_NO_CHANGE | {}
e | Basic rate of granite - Rs. 200/Sft Location: Service Lift : Door-Architrave portion for lift lobbies & at locations wherever directed by EIC. | [13 empty] | Consider the 300mm width architrave in passenger lifts as 1500mm as 1nos length & 2400mm ht. as 2nos. |  | Chunk_100 | LINE_ITEM |  | FLOORING_TILE | Granite |  |  | Other Building Elements |  | STAGE_3_ENHANCED_INHERITANCE | 90.0% | ENHANCED_CONTEXT_INHERITANCE | True | False | INHERITED_WITH_MODIFICATION | {}
| Basement-2 |  |  | Sqm | 2 | 0 | 0 | 0 | 0 |  | 0 | 2 | #ERROR! | #ERROR! |  |  | Chunk_100 | LINE_ITEM | Sqm | FLOORING_TILE | Granite |  |  | Foundations (Substructure) |  | STAGE_3_ENHANCED_INHERITANCE | 90.0% | ENHANCED_CONTEXT_INHERITANCE | True | False | INHERITED_NO_CHANGE | {}
| Basement-1 |  |  | Sqm | 2 | 0 | 0 | 0 | 0 |  | 0 | 2 | #ERROR! | #ERROR! |  |  | Chunk_100 | LINE_ITEM | Sqm | FLOORING_TILE | Granite |  |  | Foundations (Substructure) |  | STAGE_3_ENHANCED_INHERITANCE | 90.0% | ENHANCED_CONTEXT_INHERITANCE | True | False | INHERITED_NO_CHANGE | {}
| Ground floor lvl to 1st Floor lvl |  |  | Sqm | 0 | 0 | 2 | 2 | 2 | 0 | 6 | 6 | #ERROR! | #ERROR! |  |  | Chunk_100 | LINE_ITEM | Sqm | FLOORING_TILE | Granite |  |  | Other Building Elements |  | STAGE_3_ENHANCED_INHERITANCE | 90.0% | ENHANCED_CONTEXT_INHERITANCE | True | False | INHERITED_NO_CHANGE | {}
| 1st floor lvl to 5th floor lvl |  |  | Sqm | 0 | 0 | 5 | 5 | 5 | 0 | 15 | 15 | #ERROR! | #ERROR! |  |  | Chunk_100 | LINE_ITEM | Sqm | FLOORING_TILE | Granite |  |  | Other Building Elements |  | STAGE_3_ENHANCED_INHERITANCE | 90.0% | ENHANCED_CONTEXT_INHERITANCE | True | False | INHERITED_NO_CHANGE | {}
| 5th floor lvl to 10th floor lvl |  |  | Sqm | 0 | 0 | 6 | 6 | 6 | 0 | 18 | 18 | #ERROR! | #ERROR! |  |  | Chunk_100 | LINE_ITEM | Sqm | FLOORING_TILE | Granite |  |  | Other Building Elements |  | STAGE_3_ENHANCED_INHERITANCE | 90.0% | ENHANCED_CONTEXT_INHERITANCE | True | False | INHERITED_NO_CHANGE | {}
| 10th floor lvl to 15th floor lvl |  |  | Sqm | 0 | 0 | 6 | 6 | 6 | 0 | 18 | 18 | #ERROR! | #ERROR! |  |  | Chunk_100 | LINE_ITEM | Sqm | FLOORING_TILE | Granite |  |  | Other Building Elements |  | STAGE_3_ENHANCED_INHERITANCE | 90.0% | ENHANCED_CONTEXT_INHERITANCE | True | False | INHERITED_NO_CHANGE | {}
| 15th floor lvl to 20th floor lvl |  |  | Sqm | 0 | 0 | 5 | 5 | 5 | 0 | 15 | 15 | #ERROR! | #ERROR! |  |  | Chunk_101 | LINE_ITEM | Sqm | FLOORING_TILE | Granite |  |  | Other Building Elements |  | STAGE_3_ENHANCED_INHERITANCE | 90.0% | ENHANCED_CONTEXT_INHERITANCE | True | False | INHERITED_NO_CHANGE | {}
| 20th floor lvl to Terrace |  |  | Sqm | 0 | 0 |  |  | 4 | 0 | 4 | 4 | #ERROR! | #ERROR! |  |  | Chunk_101 | LINE_ITEM | Sqm | FLOORING_TILE | Granite |  |  | Other Building Elements |  | STAGE_3_ENHANCED_INHERITANCE | 90.0% | ENHANCED_CONTEXT_INHERITANCE | True | False | INHERITED_NO_CHANGE | {}
[14 empty] | 0 |  |  |  | EMPTY | [7 empty] | STAGE_1_EMPTY_ROW
N 15 | Providing & laying of 160+/-10mm wide 18-20mm thick Black Granite strip inlay to match the width of wall to be laid in the junction between living/ bedroom / toilets flooring, set in CM 1:6 including pointing of joints with matching colour pigment of cement based grout, etc. complete. | [12 empty] | 0 |  |  | Chunk_102_HEADER | HEADER |  | FLOORING_TILE | Granite | 1:6 | 10mm thickness | Other Building Elements | ACTIVITY PRIORITY CONFIRMED: Laying | STAGE_2_AI_VERIFIED_WITH_ACTIVITY_PRIORITY | 95.0% | AI_HEADER_VERIFICATION_ACTIVITY_PRIORITY |  |  | HEADER_VERIFICATION | {}
a | Basic rate of granite - Rs. 200/Sft Location: unit doors & at locations wherever directed by EIC. |  |  | Rmt |  |  | 527 | 667 | 662 | 0 | 1856 | 1856 | #ERROR! | #ERROR! |  |  | Chunk_102 | LINE_ITEM | Rmt | FLOORING_TILE | Granite |  |  | Other Building Elements |  | STAGE_3_ENHANCED_INHERITANCE | 90.0% | ENHANCED_CONTEXT_INHERITANCE | True | False | OVERRIDE_UNIT_CONTRADICTION | {}
[14 empty] | 0 |  |  |  | EMPTY | [7 empty] | STAGE_1_EMPTY_ROW
N 16 | Providing and laying of cement based Tiles of Ultra tile or equivalent, with grooves of any make, color and thickness for staircase laid over CM 1:6 (1 Cement: 6 M- sand) of minimum 20mm thk and to match the top of flooring as indicated in drawings over which cement slurry 3.3 kg/sqm will be poured, including cutting of tiles, pointing paper thin joints with cement based grout of BAL-endura or equivalent, providing & laying 275 GSM 2mm thick floor guard or equivalent to protect tile up to handing over & joints to be taped and removal after completion etc., complete. Basic rate : Rs.43/Sft Size of tile: 304mm x 600mm for treads, 152mm x 600mm for risers, 305mm x 305mm for landing OR 320mmx630mm for treads, 127mmx630mm for riser , 305mmx630mm for landing as per directions of EIC / consultant. | [12 empty] | 0 |  |  | Chunk_103_HEADER | HEADER |  | FLOORING_TILE | Cement Tiles | 1:6 | 20mm thickness | Other Building Elements | ACTIVITY PRIORITY CONFIRMED: Laying | STAGE_2_AI_VERIFIED_WITH_ACTIVITY_PRIORITY | 95.0% | AI_HEADER_VERIFICATION_ACTIVITY_PRIORITY |  |  | HEADER_VERIFICATION | {}
N 16.1 | For Treads | [12 empty] | 0 |  |  | Chunk_103 | LINE_ITEM |  | FLOORING_TILE | Cement Tiles |  |  | Other Building Elements |  | STAGE_3_ENHANCED_INHERITANCE | 90.0% | ENHANCED_CONTEXT_INHERITANCE | True | False | INHERITED_NO_CHANGE | {}
| B2 floor lvl to B1 Floor lvl |  |  | Sqm | 62 | 0 | 0 | 0 | 0 |  | 0 | 62 | #ERROR! | #ERROR! |  |  | Chunk_103 | LINE_ITEM | Sqm | FLOORING_TILE | Cement Tiles |  |  | Other Building Elements |  | STAGE_3_ENHANCED_INHERITANCE | 90.0% | ENHANCED_CONTEXT_INHERITANCE | True | False | INHERITED_NO_CHANGE | {}
| B1 floor lvl to Ground Floor lvl |  |  | Sqm | 71 | 0 | 0 | 0 | 0 |  | 0 | 71 | #ERROR! | #ERROR! |  |  | Chunk_103 | LINE_ITEM | Sqm | FLOORING_TILE | Cement Tiles |  |  | Other Building Elements |  | STAGE_3_ENHANCED_INHERITANCE | 90.0% | ENHANCED_CONTEXT_INHERITANCE | True | False | INHERITED_NO_CHANGE | {}
| Ground floor lvl to 1st Floor lvl |  |  | Sqm | 0 | 0 | 0 | 0 | 0 |  | 0 | RO | #ERROR! | 0 | As per the BEL confirmation conisder the GF to 1st floor as Granite Finishes |  | Chunk_103 | LINE_ITEM | Sqm | FLOORING_TILE | Cement Tiles |  |  | Other Building Elements |  | STAGE_3_ENHANCED_INHERITANCE | 90.0% | ENHANCED_CONTEXT_INHERITANCE | True | False | INHERITED_NO_CHANGE | {}
| 1st floor lvl to 5th floor lvl |  |  | Sqm | 0 | 0 | 56 | 56 | 60 |  | 172 | 172 | #ERROR! | #ERROR! |  |  | Chunk_103 | LINE_ITEM | Sqm | FLOORING_TILE | Cement Tiles |  |  | Other Building Elements |  | STAGE_3_ENHANCED_INHERITANCE | 90.0% | ENHANCED_CONTEXT_INHERITANCE | True | False | INHERITED_NO_CHANGE | {}
| 5th floor lvl to 10th floor lvl |  |  | Sqm | 0 | 0 | 70 | 70 | 75 |  | 215 | 215 | #ERROR! | #ERROR! |  |  | Chunk_103 | LINE_ITEM | Sqm | FLOORING_TILE | Cement Tiles |  |  | Other Building Elements |  | STAGE_3_ENHANCED_INHERITANCE | 90.0% | ENHANCED_CONTEXT_INHERITANCE | True | False | INHERITED_NO_CHANGE | {}
| 10th floor lvl to 15th floor lvl |  |  | Sqm | 0 | 0 | 70 | 70 | 75 |  | 215 | 215 | #ERROR! | #ERROR! |  |  | Chunk_103 | LINE_ITEM | Sqm | FLOORING_TILE | Cement Tiles |  |  | Other Building Elements |  | STAGE_3_ENHANCED_INHERITANCE | 90.0% | ENHANCED_CONTEXT_INHERITANCE | True | False | INHERITED_NO_CHANGE | {}
| 15th floor lvl to 20th floor lvl |  |  | Sqm | 0 | 0 | 56 | 56 | 75 |  | 187 | 187 | #ERROR! | #ERROR! |  |  | Chunk_103 | LINE_ITEM | Sqm | FLOORING_TILE | Cement Tiles |  |  | Other Building Elements |  | STAGE_3_ENHANCED_INHERITANCE | 90.0% | ENHANCED_CONTEXT_INHERITANCE | True | False | INHERITED_NO_CHANGE | {}
| 20th floor lvl to Terrace |  |  | Sqm | 0 | 0 | 14 | 14 | 45 |  | 73 | 73 | #ERROR! | #ERROR! |  |  | Chunk_103 | LINE_ITEM | Sqm | FLOORING_TILE | Cement Tiles |  |  | Other Building Elements |  | STAGE_3_ENHANCED_INHERITANCE | 90.0% | ENHANCED_CONTEXT_INHERITANCE | True | False | INHERITED_NO_CHANGE | {}
| Terr floor lvl to Above Terrace floor lvll (incl. LMR & SHR) |  |  | Sqm | 0 | 0 | 0 | 0 | 0 |  | 0 | RO | #ERROR! | 0 |  |  | Chunk_103 | LINE_ITEM | Sqm | FLOORING_TILE | Cement Tiles |  |  | Other Building Elements |  | STAGE_3_ENHANCED_INHERITANCE | 90.0% | ENHANCED_CONTEXT_INHERITANCE | True | False | INHERITED_NO_CHANGE | {}
N 16.2 | For Mid-landings | [15 empty] | Chunk_103 | LINE_ITEM |  | FLOORING_TILE | Cement Tiles |  |  | Other Building Elements |  | STAGE_3_ENHANCED_INHERITANCE | 90.0% | ENHANCED_CONTEXT_INHERITANCE | True | False | INHERITED_NO_CHANGE | {}
| B2 floor lvl to B1 Floor lvl |  |  | Sqm | 49 | 0 | 0 | 0 | 0 |  | 0 | 49 | #ERROR! | #ERROR! |  |  | Chunk_103 | LINE_ITEM | Sqm | FLOORING_TILE | Cement Tiles |  |  | Other Building Elements |  | STAGE_3_ENHANCED_INHERITANCE | 90.0% | ENHANCED_CONTEXT_INHERITANCE | True | False | INHERITED_NO_CHANGE | {}
| B1 floor lvl to GF Floor lvl |  |  | Sqm | 49 | 0 | 0 | 0 | 0 |  | 0 | 49 | #ERROR! | #ERROR! | As per the BEL confirmation conisder the GF to 1st floor as Granite Finishes |  | Chunk_103 | LINE_ITEM | Sqm | FLOORING_TILE | Cement Tiles |  |  | Other Building Elements |  | STAGE_3_ENHANCED_INHERITANCE | 90.0% | ENHANCED_CONTEXT_INHERITANCE | True | False | INHERITED_NO_CHANGE | {}
| Ground floor lvl to 1st Floor lvl |  |  | Sqm | 0 | 0 | 0 | 0 | 0 |  | 0 | RO | #ERROR! | 0 |  |  | Chunk_103 | LINE_ITEM | Sqm | FLOORING_TILE | Cement Tiles |  |  | Other Building Elements |  | STAGE_3_ENHANCED_INHERITANCE | 90.0% | ENHANCED_CONTEXT_INHERITANCE | True | False | INHERITED_NO_CHANGE | {}
| 1st floor lvl to 5th floor lvl |  |  | Sqm | 0 | 0 | 60 | 64 | 56 |  | 180 | 180 | #ERROR! | #ERROR! |  |  | Chunk_103 | LINE_ITEM | Sqm | FLOORING_TILE | Cement Tiles |  |  | Other Building Elements |  | STAGE_3_ENHANCED_INHERITANCE | 90.0% | ENHANCED_CONTEXT_INHERITANCE | True | False | INHERITED_NO_CHANGE | {}
| 5th floor lvl to 10th floor lvl |  |  | Sqm | 0 | 0 | 75 | 80 | 70 |  | 225 | 225 | #ERROR! | #ERROR! |  |  | Chunk_103 | LINE_ITEM | Sqm | FLOORING_TILE | Cement Tiles |  |  | Other Building Elements |  | STAGE_3_ENHANCED_INHERITANCE | 90.0% | ENHANCED_CONTEXT_INHERITANCE | True | False | INHERITED_NO_CHANGE | {}
| 10th floor lvl to 15th floor lvl |  |  | Sqm | 0 | 0 | 75 | 80 | 70 |  | 225 | 225 | #ERROR! | #ERROR! |  |  | Chunk_103 | LINE_ITEM | Sqm | FLOORING_TILE | Cement Tiles |  |  | Other Building Elements |  | STAGE_3_ENHANCED_INHERITANCE | 90.0% | ENHANCED_CONTEXT_INHERITANCE | True | False | INHERITED_NO_CHANGE | {}
| 15th floor lvl to 20th floor lvl |  |  | Sqm | 0 | 0 | 60 | 64 | 70 |  | 194 | 194 | #ERROR! | #ERROR! |  |  | Chunk_103 | LINE_ITEM | Sqm | FLOORING_TILE | Cement Tiles |  |  | Other Building Elements |  | STAGE_3_ENHANCED_INHERITANCE | 90.0% | ENHANCED_CONTEXT_INHERITANCE | True | False | INHERITED_NO_CHANGE | {}
| 20th floor lvl to Terrace |  |  | Sqm | 0 | 0 | 15 | 16 | 42 |  | 73 | 73 | #ERROR! | #ERROR! |  |  | Chunk_103 | LINE_ITEM | Sqm | FLOORING_TILE | Cement Tiles |  |  | Other Building Elements |  | STAGE_3_ENHANCED_INHERITANCE | 90.0% | ENHANCED_CONTEXT_INHERITANCE | True | False | INHERITED_NO_CHANGE | {}
| Terr floor lvl to Above Terrace floor lvll (incl. LMR & SHR) |  |  | Sqm | 0 | 0 | 0 | 0 | 0 |  | 0 | RO | #ERROR! | 0 |  |  | Chunk_104 | LINE_ITEM | Sqm | FLOORING_TILE | Cement Tiles |  |  | Other Building Elements |  | STAGE_3_ENHANCED_INHERITANCE | 90.0% | ENHANCED_CONTEXT_INHERITANCE | True | False | INHERITED_NO_CHANGE | {}
N 16.3 | For Staircase risers | [15 empty] | Chunk_104 | LINE_ITEM |  | FLOORING_TILE | Cement Tiles |  |  | Other Building Elements |  | STAGE_3_ENHANCED_INHERITANCE | 90.0% | ENHANCED_CONTEXT_INHERITANCE | True | False | INHERITED_NO_CHANGE | {}
| B2 floor lvl to B1 Floor lvl |  |  | Sqm | 32 | 0 | 0 | 0 | 0 | 0 | 0 | 32 | #ERROR! | #ERROR! |  |  | Chunk_104 | LINE_ITEM | Sqm | FLOORING_TILE | Cement Tiles |  |  | Other Building Elements |  | STAGE_3_ENHANCED_INHERITANCE | 90.0% | ENHANCED_CONTEXT_INHERITANCE | True | False | INHERITED_NO_CHANGE | {}
| B1 floor lvl to GF Floor lvl |  |  | Sqm | 37 | 0 | 0 | 0 | 0 | 0 | 0 | 37 | #ERROR! | #ERROR! | As per the BEL confirmation conisder the GF to 1st floor as Granite Finishes |  | Chunk_104 | LINE_ITEM | Sqm | FLOORING_TILE | Cement Tiles |  |  | Other Building Elements |  | STAGE_3_ENHANCED_INHERITANCE | 90.0% | ENHANCED_CONTEXT_INHERITANCE | True | False | INHERITED_NO_CHANGE | {}
| Ground floor lvl to 1st Floor lvl |  |  | Sqm | 0 | 0 | 0 | 0 | 0 | 0 | 0 | RO | #ERROR! | 0 |  |  | Chunk_104 | LINE_ITEM | Sqm | FLOORING_TILE | Cement Tiles |  |  | Other Building Elements |  | STAGE_3_ENHANCED_INHERITANCE | 90.0% | ENHANCED_CONTEXT_INHERITANCE | True | False | INHERITED_NO_CHANGE | {}
| 1st floor lvl to 5th floor lvl |  |  | Sqm | 0 | 0 | 32 | 32 | 44 | 0 | 108 | 108 | #ERROR! | #ERROR! |  |  | Chunk_104 | LINE_ITEM | Sqm | FLOORING_TILE | Cement Tiles |  |  | Other Building Elements |  | STAGE_3_ENHANCED_INHERITANCE | 90.0% | ENHANCED_CONTEXT_INHERITANCE | True | False | INHERITED_NO_CHANGE | {}
| 5th floor lvl to 10th floor lvl |  |  | Sqm | 0 | 0 | 40 | 40 | 55 |  | 135 | 135 | #ERROR! | #ERROR! |  |  | Chunk_104 | LINE_ITEM | Sqm | FLOORING_TILE | Cement Tiles |  |  | Other Building Elements |  | STAGE_3_ENHANCED_INHERITANCE | 90.0% | ENHANCED_CONTEXT_INHERITANCE | True | False | INHERITED_NO_CHANGE | {}
| 10th floor lvl to 15th floor lvl |  |  | Sqm | 0 | 0 | 40 | 40 | 55 | 0 | 135 | 135 | #ERROR! | #ERROR! |  |  | Chunk_104 | LINE_ITEM | Sqm | FLOORING_TILE | Cement Tiles |  |  | Other Building Elements |  | STAGE_3_ENHANCED_INHERITANCE | 90.0% | ENHANCED_CONTEXT_INHERITANCE | True | False | INHERITED_NO_CHANGE | {}
| 15th floor lvl to 20th floor lvl |  |  | Sqm | 0 | 0 | 32 | 32 | 55 | 0 | 119 | 119 | #ERROR! | #ERROR! |  |  | Chunk_104 | LINE_ITEM | Sqm | FLOORING_TILE | Cement Tiles |  |  | Other Building Elements |  | STAGE_3_ENHANCED_INHERITANCE | 90.0% | ENHANCED_CONTEXT_INHERITANCE | True | False | INHERITED_NO_CHANGE | {}
| 20th floor lvl to Terrace |  |  | Sqm | 0 | 0 | 8 | 8 | 24 | 0 | 40 | 40 | #ERROR! | #ERROR! |  |  | Chunk_104 | LINE_ITEM | Sqm | FLOORING_TILE | Cement Tiles |  |  | Other Building Elements |  | STAGE_3_ENHANCED_INHERITANCE | 90.0% | ENHANCED_CONTEXT_INHERITANCE | True | False | INHERITED_NO_CHANGE | {}
| Terr floor lvl to Above Terrace floor lvll (incl. LMR & SHR) |  |  | Sqm | 0 | 0 | 0 | 0 | 0 | 0 | 0 | RO | #ERROR! | 0 |  |  | Chunk_104 | LINE_ITEM | Sqm | FLOORING_TILE | Cement Tiles |  |  | Other Building Elements |  | STAGE_3_ENHANCED_INHERITANCE | 90.0% | ENHANCED_CONTEXT_INHERITANCE | True | False | INHERITED_NO_CHANGE | {}
N 17 | Location : Lobby Entrance steps & at locations wherever directed by EIC. For Treads | [13 empty] | As per the BEL confirmation conisder the Granite Finishes, considered in item no : N.1 |  | Chunk_104 | LINE_ITEM |  | FLOORING_TILE | Cement Tiles |  |  | Other Building Elements |  | STAGE_3_ENHANCED_INHERITANCE | 90.0% | ENHANCED_CONTEXT_INHERITANCE | True | False | INHERITED_NO_CHANGE | {}
| Basement-3 |  |  | Sqm | 0 | 0 | 0 | 0 | 0 | 0 | 0 | RO | #ERROR! | 0 |  |  | Chunk_104 | LINE_ITEM | Sqm | FLOORING_TILE | Cement Tiles |  |  | Foundations (Substructure) |  | STAGE_3_ENHANCED_INHERITANCE | 90.0% | ENHANCED_CONTEXT_INHERITANCE | True | False | INHERITED_NO_CHANGE | {}
| Basement-2 |  |  | Sqm | 0 | 0 | 0 | 0 | 0 | 0 | 0 | RO | #ERROR! | 0 |  |  | Chunk_104 | LINE_ITEM | Sqm | FLOORING_TILE | Cement Tiles |  |  | Foundations (Substructure) |  | STAGE_3_ENHANCED_INHERITANCE | 90.0% | ENHANCED_CONTEXT_INHERITANCE | True | False | INHERITED_NO_CHANGE | {}
| Basement-1 |  |  | Sqm | 0 | 0 | 0 | 0 | 0 | 0 | 0 | RO | #ERROR! | 0 |  |  | Chunk_104 | LINE_ITEM | Sqm | FLOORING_TILE | Cement Tiles |  |  | Foundations (Substructure) |  | STAGE_3_ENHANCED_INHERITANCE | 90.0% | ENHANCED_CONTEXT_INHERITANCE | True | False | INHERITED_NO_CHANGE | {}
| Stilt |  |  | Sqm | 0 | 0 | 0 | 0 | 0 | 0 | 0 | RO | #ERROR! | 0 |  |  | Chunk_104 | LINE_ITEM | Sqm | FLOORING_TILE | Cement Tiles |  |  | Other Building Elements |  | STAGE_3_ENHANCED_INHERITANCE | 90.0% | ENHANCED_CONTEXT_INHERITANCE | True | False | INHERITED_NO_CHANGE | {}
[14 empty] | 0 |  |  |  | EMPTY | [7 empty] | STAGE_1_EMPTY_ROW
N 18 | Location : Lobby Entrance steps & at locations wherever directed by EIC. For Landing & ramp | [12 empty] | 0 | As per the BEL confirmation conisder the Granite Finishes, considered in item no : N.1 |  | Chunk_104 | LINE_ITEM |  | FLOORING_TILE | Cement Tiles |  |  | Other Building Elements |  | STAGE_3_ENHANCED_INHERITANCE | 90.0% | ENHANCED_CONTEXT_INHERITANCE | True | False | INHERITED_NO_CHANGE | {}
| Basement-3 |  |  | Sqm | 0 | 0 | 0 | 0 | 0 | 0 | 0 | RO | #ERROR! | 0 |  |  | Chunk_104 | LINE_ITEM | Sqm | FLOORING_TILE | Cement Tiles |  |  | Foundations (Substructure) |  | STAGE_3_ENHANCED_INHERITANCE | 90.0% | ENHANCED_CONTEXT_INHERITANCE | True | False | INHERITED_NO_CHANGE | {}
| Basement-2 |  |  | Sqm | 0 | 0 | 0 | 0 | 0 | 0 | 0 | RO | #ERROR! | 0 |  |  | Chunk_104 | LINE_ITEM | Sqm | FLOORING_TILE | Cement Tiles |  |  | Foundations (Substructure) |  | STAGE_3_ENHANCED_INHERITANCE | 90.0% | ENHANCED_CONTEXT_INHERITANCE | True | False | INHERITED_NO_CHANGE | {}
| Basement-1 |  |  | Sqm | 0 | 0 | 0 | 0 | 0 | 0 | 0 | RO | #ERROR! | 0 |  |  | Chunk_104 | LINE_ITEM | Sqm | FLOORING_TILE | Cement Tiles |  |  | Foundations (Substructure) |  | STAGE_3_ENHANCED_INHERITANCE | 90.0% | ENHANCED_CONTEXT_INHERITANCE | True | False | INHERITED_NO_CHANGE | {}
| Stilt |  |  | Sqm | 0 | 0 | 0 | 0 | 0 | 0 | 0 | RO | #ERROR! | 0 |  |  | Chunk_105 | LINE_ITEM | Sqm | FLOORING_TILE | Cement Tiles |  |  | Other Building Elements |  | STAGE_3_ENHANCED_INHERITANCE | 90.0% | ENHANCED_CONTEXT_INHERITANCE | True | False | INHERITED_NO_CHANGE | {}
[14 empty] | 0 |  |  |  | EMPTY | [7 empty] | STAGE_1_EMPTY_ROW
N 19 | Location : Lobby Entrance steps & at locations wherever directed by EIC. For Risers | [12 empty] | 0 | As per the BEL confirmation conisder the Granite Finishes, considered in item no : N.1 |  | Chunk_105 | LINE_ITEM |  | FLOORING_TILE | Cement Tiles |  |  | Other Building Elements |  | STAGE_3_ENHANCED_INHERITANCE | 90.0% | ENHANCED_CONTEXT_INHERITANCE | True | False | INHERITED_NO_CHANGE | {}
| Basement-3 |  |  | Sqm | 0 | 0 | 0 | 0 | 0 | 0 | 0 | RO | #ERROR! | 0 |  |  | Chunk_105 | LINE_ITEM | Sqm | FLOORING_TILE | Cement Tiles |  |  | Foundations (Substructure) |  | STAGE_3_ENHANCED_INHERITANCE | 90.0% | ENHANCED_CONTEXT_INHERITANCE | True | False | INHERITED_NO_CHANGE | {}
| Basement-2 |  |  | Sqm | 0 | 0 | 0 | 0 | 0 | 0 | 0 | RO | #ERROR! | 0 |  |  | Chunk_105 | LINE_ITEM | Sqm | FLOORING_TILE | Cement Tiles |  |  | Foundations (Substructure) |  | STAGE_3_ENHANCED_INHERITANCE | 90.0% | ENHANCED_CONTEXT_INHERITANCE | True | False | INHERITED_NO_CHANGE | {}
| Basement-1 |  |  | Sqm | 0 | 0 | 0 | 0 | 0 | 0 | 0 | RO | #ERROR! | 0 |  |  | Chunk_105 | LINE_ITEM | Sqm | FLOORING_TILE | Cement Tiles |  |  | Foundations (Substructure) |  | STAGE_3_ENHANCED_INHERITANCE | 90.0% | ENHANCED_CONTEXT_INHERITANCE | True | False | INHERITED_NO_CHANGE | {}
| Stilt |  |  | Sqm | 0 | 0 | 0 | 0 | 0 | 0 | 0 | RO | #ERROR! | 0 |  |  | Chunk_105 | LINE_ITEM | Sqm | FLOORING_TILE | Cement Tiles |  |  | Other Building Elements |  | STAGE_3_ENHANCED_INHERITANCE | 90.0% | ENHANCED_CONTEXT_INHERITANCE | True | False | INHERITED_NO_CHANGE | {}
[14 empty] | 0 |  |  |  | EMPTY | [7 empty] | STAGE_1_EMPTY_ROW
N 20 | Alternate item to above N 16 (N 16.1, 16.2 & 16.3) : Providing, Laying Site Mix Concrete of M 15 grade of average 50mm thick at all levels including floor hardener of FOSROC or equivalent with dosage as per manufacturer specification, using ordinary Portland cement of grade 53 from approved manufacturer, M- sand, 12 mm and down size coarse aggregates, including all lead and lift, compacting,, rate to include for including base preparation , side forms if required. The accuracy of finished screed surface level to be +/-3 mm and shall be ensured by using including curing etc. complete. The rate to Location : Staircase flooring at all levels |  |  | Sqm | 0 | 0 | 0 | 0 | 0 | 0 | 0 | RO | #ERROR! | 0 |  |  | Chunk_105 | LINE_ITEM | Sqm | STRUCTURE_CONCRETE | Screed Concrete | M15 |  | Other Building Elements |  | STAGE_3_ENHANCED_INHERITANCE | 90.0% | ENHANCED_CONTEXT_INHERITANCE | False | False | OVERRIDE_NEW_ACTIVITY | {}
[14 empty] | 0 |  |  |  | EMPTY | [7 empty] | STAGE_1_EMPTY_ROW
N 21 | Providing & Laying of cement based Tiles of Ultra tile or equivalent of any make, color and thickness for staircase 150mm high Skirting as per instructions of EIC, laid over CM 1 : 3 (1 Cement : 3 M- Sand) bedding mortar, pointing paper thin joints with cement based grout of BAL-endura or equivalent, covering to protect tile with 275 GSM – 2 mm thick Floor guard make or equivalent, joints to be taped, should remain intact till handing over, removed & disposed out of site after completion, etc., complete. Size of tile: 150mm x 300mm Basic rate : Rs.43/Sft | [12 empty] | 0 |  |  | Chunk_106_HEADER | HEADER |  | FLOORING_TILE | Cement Tiles | 1:3 | 150mm thickness | Other Building Elements | ACTIVITY PRIORITY CONFIRMED: Laying | STAGE_2_AI_VERIFIED_WITH_ACTIVITY_PRIORITY | 95.0% | AI_HEADER_VERIFICATION_ACTIVITY_PRIORITY |  |  | HEADER_VERIFICATION | {}
N 22 | Location: Staircase - Skirting. | [12 empty] | 0 |  |  | Chunk_106 | LINE_ITEM |  | FLOORING_TILE | Cement Tiles |  |  | Other Building Elements |  | STAGE_3_ENHANCED_INHERITANCE | 90.0% | ENHANCED_CONTEXT_INHERITANCE | True | False | INHERITED_NO_CHANGE | {}
| B2 floor lvl to B1 Floor lvl |  |  | Rmt | 19 |  | 39 | 37 | 37 |  | 113 | 132 | #ERROR! | #ERROR! |  |  | Chunk_106 | LINE_ITEM | Rmt | FLOORING_TILE | Cement Tiles |  |  | Other Building Elements |  | STAGE_3_ENHANCED_INHERITANCE | 90.0% | ENHANCED_CONTEXT_INHERITANCE | True | False | INHERITED_WITH_MODIFICATION | {}
| B1 floor lvl to Ground Floor lvl |  |  | Rmt | 19 |  | 43 | 39 | 39 |  | 121 | 140 | #ERROR! | #ERROR! |  |  | Chunk_106 | LINE_ITEM | Rmt | FLOORING_TILE | Cement Tiles |  |  | Other Building Elements |  | STAGE_3_ENHANCED_INHERITANCE | 90.0% | ENHANCED_CONTEXT_INHERITANCE | True | False | INHERITED_WITH_MODIFICATION | {}
| Ground floor lvl to 1st Floor lvl |  |  | Rmt |  |  | 0 | 0 | 6 |  | 6 | 6 | #ERROR! | #ERROR! | As per the BEL confirmation conisder the Granite Finishes, considered in item no : N.1 |  | Chunk_106 | LINE_ITEM | Rmt | FLOORING_TILE | Cement Tiles |  |  | Other Building Elements |  | STAGE_3_ENHANCED_INHERITANCE | 90.0% | ENHANCED_CONTEXT_INHERITANCE | True | False | INHERITED_WITH_MODIFICATION | {}
| 1st floor lvl to 5th floor lvl |  |  | Rmt |  |  | 152 | 176 | 164 |  | 492 | 492 | #ERROR! | #ERROR! |  |  | Chunk_106 | LINE_ITEM | Rmt | FLOORING_TILE | Cement Tiles |  |  | Other Building Elements |  | STAGE_3_ENHANCED_INHERITANCE | 90.0% | ENHANCED_CONTEXT_INHERITANCE | True | False | INHERITED_WITH_MODIFICATION | {}
| 5th floor lvl to 10th floor lvl |  |  | Rmt |  |  | 190 | 220 | 205 |  | 615 | 615 | #ERROR! | #ERROR! |  |  | Chunk_106 | LINE_ITEM | Rmt | FLOORING_TILE | Cement Tiles |  |  | Other Building Elements |  | STAGE_3_ENHANCED_INHERITANCE | 90.0% | ENHANCED_CONTEXT_INHERITANCE | True | False | INHERITED_WITH_MODIFICATION | {}
| 10th floor lvl to 15th floor lvl |  |  | Rmt |  |  | 190 | 220 | 205 |  | 615 | 615 | #ERROR! | #ERROR! |  |  | Chunk_106 | LINE_ITEM | Rmt | FLOORING_TILE | Cement Tiles |  |  | Other Building Elements |  | STAGE_3_ENHANCED_INHERITANCE | 90.0% | ENHANCED_CONTEXT_INHERITANCE | True | False | INHERITED_WITH_MODIFICATION | {}
| 15th floor lvl to 20th floor lvl |  |  | Rmt |  |  | 190 | 220 | 205 |  | 615 | 615 | #ERROR! | #ERROR! |  |  | Chunk_106 | LINE_ITEM | Rmt | FLOORING_TILE | Cement Tiles |  |  | Other Building Elements |  | STAGE_3_ENHANCED_INHERITANCE | 90.0% | ENHANCED_CONTEXT_INHERITANCE | True | False | INHERITED_WITH_MODIFICATION | {}
| 20th floor lvl to Terrace |  |  | Rmt |  |  | 38 | 44 | 123 |  | 205 | 205 | #ERROR! | #ERROR! |  |  | Chunk_106 | LINE_ITEM | Rmt | FLOORING_TILE | Cement Tiles |  |  | Other Building Elements |  | STAGE_3_ENHANCED_INHERITANCE | 90.0% | ENHANCED_CONTEXT_INHERITANCE | True | False | INHERITED_WITH_MODIFICATION | {}
| Terr floor lvl to Above Terrace floor lvll (incl. LMR & SHR) |  |  | Rmt | [6 empty] | 0 | RO | #ERROR! | 0 |  |  | Chunk_106 | LINE_ITEM | Rmt | FLOORING_TILE | Cement Tiles |  |  | Other Building Elements |  | STAGE_3_ENHANCED_INHERITANCE | 90.0% | ENHANCED_CONTEXT_INHERITANCE | True | False | INHERITED_WITH_MODIFICATION | {}
[14 empty] | 0 |  |  |  | EMPTY | [7 empty] | STAGE_1_EMPTY_ROW
N 23 | Location : Lobby Entrance steps - Skirting for landing / ramp & at locations wherever directed by EIC. | [12 empty] | 0 | As per the BEL confirmation conisder the Granite Finishes, considered in item no : N.1 |  | Chunk_106 | LINE_ITEM |  | FLOORING_TILE | Cement Tiles |  |  | Other Building Elements |  | STAGE_3_ENHANCED_INHERITANCE | 90.0% | ENHANCED_CONTEXT_INHERITANCE | True | False | INHERITED_NO_CHANGE | {}
a | Basement-2 |  |  | Rmt | 0 | 0 | 0 | 0 | 0 | 0 | 0 | RO | #ERROR! | 0 |  |  | Chunk_106 | LINE_ITEM | Rmt | FLOORING_TILE | Cement Tiles |  |  | Foundations (Substructure) |  | STAGE_3_ENHANCED_INHERITANCE | 90.0% | ENHANCED_CONTEXT_INHERITANCE | True | False | INHERITED_WITH_MODIFICATION | {}
b | Basement-1 |  |  | Rmt | 0 | 0 | 0 | 0 | 0 | 0 | 0 | RO | #ERROR! | 0 |  |  | Chunk_106 | LINE_ITEM | Rmt | FLOORING_TILE | Cement Tiles |  |  | Foundations (Substructure) |  | STAGE_3_ENHANCED_INHERITANCE | 90.0% | ENHANCED_CONTEXT_INHERITANCE | True | False | INHERITED_NO_CHANGE | {}
[14 empty] | 0 |  |  |  | EMPTY | [7 empty] | STAGE_1_EMPTY_ROW
N 24 | Alternate item to N22: Providing 100mm high 10mm thick cement plaster skirting with cement mortar 1 : 4 (1 Cement : 4 M-sand) without lime rendering including curing. etc., complete as per drawing. Location : For stair sides at all levels |  |  | Rmt | 0 | 0 | 0 | 0 | 0 | 0 | 0 | RO | #ERROR! | 0 |  |  | Chunk_106 | LINE_ITEM | Rmt | PLASTERING_WORK | Cement Plaster |  | 100mm thickness | Other Building Elements |  | STAGE_3_ENHANCED_INHERITANCE | 90.0% | ENHANCED_CONTEXT_INHERITANCE | False | False | OVERRIDE_NEW_ACTIVITY | {}
[14 empty] | 0 |  |  |  | EMPTY | [7 empty] | STAGE_1_EMPTY_ROW
| VITRIFIED FLOORING, CLADDING, SKIRTING WORKS | [12 empty] | 0 |  |  | Chunk_106 | LINE_ITEM |  | FLOORING_TILE | Vitrified Tiles |  |  | Facades |  | STAGE_3_ENHANCED_INHERITANCE | 90.0% | ENHANCED_CONTEXT_INHERITANCE | True | False | INHERITED_WITH_MODIFICATION | {}
| For all tile flooring suitable & effective Cleaning agent to used instead of diluted HCL / acid wash for floor washing | [12 empty] | 0 |  |  | Chunk_106 | LINE_ITEM |  | FLOORING_TILE | Cement Tiles |  |  | Other Building Elements |  | STAGE_3_ENHANCED_INHERITANCE | 90.0% | ENHANCED_CONTEXT_INHERITANCE | True | False | INHERITED_NO_CHANGE | {}
N 25 | Providing & Laying Vitrified Tiles for Flooring of approved make, colour and thickness laid over CM 1 : 6 (1 Cement: 6 M-sand) of minimum 20mm thk and to match the top of flooring as indicated in drawings and cement slurry @ 3.3 kg/ sqm, tamped, laid to required line & level, including cutting of tiles. Rate to include for providing & fixing of Tile Spacers of 3 mm thick , cleaned & washed with suitable effective Cleaning agent or any suitable means as per instructions of EIC, covering to protect tile with 275 GSM – 2 mm thick Floor guard make or equivalent, joints to be taped, should remain intact till handing over, removed & disposed out of site after completion, etc., complete. NOTE: RATE TO EXCLUDE FOR GROUTING | [12 empty] | 0 |  |  | Chunk_107_HEADER | HEADER |  | FLOORING_TILE | Vitrified Tiles | 1:6 | 20mm thickness | Other Building Elements | ACTIVITY PRIORITY CONFIRMED: Laying | STAGE_2_AI_VERIFIED_WITH_ACTIVITY_PRIORITY | 95.0% | AI_HEADER_VERIFICATION_ACTIVITY_PRIORITY |  |  | HEADER_VERIFICATION | {}
N 25.1 | Tile Size : 800x800mm Location : Apartment Units (Living, Dining, Family, Foyer, study, other bedrooms, Kitchen & utility areas) flooring & at locations wherever directed by EIC. Basic rate : Rs.40/Sft | [12 empty] | 0 |  |  | Chunk_107 | LINE_ITEM |  | FLOORING_TILE | Vitrified Tiles |  | 800mm thickness | Other Building Elements |  | STAGE_3_ENHANCED_INHERITANCE | 90.0% | ENHANCED_CONTEXT_INHERITANCE | True | False | INHERITED_WITH_MODIFICATION | {}
| Ground Floor to 5th floor |  |  | Sqm |  |  | 1862 | 2860 | 2209 |  | 6931 | 6931 | #ERROR! | #ERROR! |  |  | Chunk_107 | LINE_ITEM | Sqm | FLOORING_TILE | Vitrified Tiles |  |  | Other Building Elements |  | STAGE_3_ENHANCED_INHERITANCE | 90.0% | ENHANCED_CONTEXT_INHERITANCE | True | False | INHERITED_NO_CHANGE | {}
| 6th floor to 10th floor |  |  | Sqm |  |  | 1730 | 2535 | 2070 |  | 6335 | 6335 | #ERROR! | #ERROR! |  |  | Chunk_107 | LINE_ITEM | Sqm | FLOORING_TILE | Vitrified Tiles |  |  | Other Building Elements |  | STAGE_3_ENHANCED_INHERITANCE | 90.0% | ENHANCED_CONTEXT_INHERITANCE | True | False | INHERITED_NO_CHANGE | {}
| 11th floor to 15th floor |  |  | Sqm |  |  | 1730 | 2535 | 2070 |  | 6335 | 6335 | #ERROR! | #ERROR! |  |  | Chunk_107 | LINE_ITEM | Sqm | FLOORING_TILE | Vitrified Tiles |  |  | Other Building Elements |  | STAGE_3_ENHANCED_INHERITANCE | 90.0% | ENHANCED_CONTEXT_INHERITANCE | True | False | INHERITED_NO_CHANGE | {}
| 16th floor to 20th floor |  |  | Sqm |  |  | 1384 | 2028 | 2002 |  | 5414 | 5414 | #ERROR! | #ERROR! |  |  | Chunk_107 | LINE_ITEM | Sqm | FLOORING_TILE | Vitrified Tiles |  |  | Other Building Elements |  | STAGE_3_ENHANCED_INHERITANCE | 90.0% | ENHANCED_CONTEXT_INHERITANCE | True | False | INHERITED_NO_CHANGE | {}
| 20th floor lvl to Terrace |  |  | Sqm |  |  | 0 | 0 | 692 |  | 692 | 692 | #ERROR! | #ERROR! |  |  | Chunk_107 | LINE_ITEM | Sqm | FLOORING_TILE | Vitrified Tiles |  |  | Other Building Elements |  | STAGE_3_ENHANCED_INHERITANCE | 90.0% | ENHANCED_CONTEXT_INHERITANCE | True | False | INHERITED_NO_CHANGE | {}
[14 empty] | 0 |  |  |  | EMPTY | [7 empty] | STAGE_1_EMPTY_ROW
| Providing & grouting with EPOXY BASED GROUT of BAL-ENDURA / LATICRETE or equivalent etc., complete (quote for grouting works only). Location : Apartment units flooring & at locations wherever directed by EIC. |  |  | Sqm |  |  | 6706 | 9958 | 9043 |  | 25707 | 25707 | #ERROR! | #ERROR! |  |  | Chunk_107 | LINE_ITEM | Sqm | OTHERS | EPOXY BASED GROUT |  |  | Other Building Elements |  | STAGE_3_ENHANCED_INHERITANCE | 90.0% | ENHANCED_CONTEXT_INHERITANCE | False | False | OVERRIDE_NEW_ACTIVITY | {}
| Providing & grouting with CEMENT BASED GROUT of BAL-ENDURA / LATICRETE or equivalent etc., complete (quote for grouting works only). |  |  | Sqm | [6 empty] | 0 | RO | #ERROR! | 0 |  |  | Chunk_108_HEADER | HEADER |  | OTHERS | Cement Based Grout |  |  | Other Building Elements | ACTIVITY PRIORITY CONFIRMED: Grouting | STAGE_2_AI_VERIFIED_WITH_ACTIVITY_PRIORITY | 90.0% | AI_HEADER_VERIFICATION_ACTIVITY_PRIORITY |  |  | HEADER_VERIFICATION | {}
[14 empty] | 0 |  |  |  | EMPTY | [7 empty] | STAGE_1_EMPTY_ROW
N 25.2 | Same as line item N25 -but with Wood Finish Vitrified Tiles as instructed by EIC. Tile size : 200mm x 1200mm Location : Master Bedroom flooring & at locations wherever directed by EIC. Basic rate : Rs.48/Sft | [12 empty] | 0 |  |  | Chunk_108 | LINE_ITEM |  | FLOORING_TILE | Wood Finish Vitrified Tiles |  | 200mm thickness | Other Building Elements |  | STAGE_3_ENHANCED_INHERITANCE | 90.0% | ENHANCED_CONTEXT_INHERITANCE | False | False | OVERRIDE_NEW_ACTIVITY | {}
| Ground Floor to 5th floor |  |  | Sqm |  |  | 577 | 675 | 565 |  | 1817 | 1817 | #ERROR! | #ERROR! |  |  | Chunk_108 | LINE_ITEM | Sqm | OTHERS | Cement Based Grout |  |  | Other Building Elements |  | STAGE_3_ENHANCED_INHERITANCE | 90.0% | ENHANCED_CONTEXT_INHERITANCE | True | False | INHERITED_WITH_MODIFICATION | {}
| 6th floor to 10th floor |  |  | Sqm |  |  | 540 | 600 | 530 |  | 1670 | 1670 | #ERROR! | #ERROR! |  |  | Chunk_108 | LINE_ITEM | Sqm | OTHERS | Cement Based Grout |  |  | Other Building Elements |  | STAGE_3_ENHANCED_INHERITANCE | 90.0% | ENHANCED_CONTEXT_INHERITANCE | True | False | INHERITED_NO_CHANGE | {}
| 11th floor to 15th floor |  |  | Sqm |  |  | 540 | 600 | 530 |  | 1670 | 1670 | #ERROR! | #ERROR! |  |  | Chunk_108 | LINE_ITEM | Sqm | OTHERS | Cement Based Grout |  |  | Other Building Elements |  | STAGE_3_ENHANCED_INHERITANCE | 90.0% | ENHANCED_CONTEXT_INHERITANCE | True | False | INHERITED_NO_CHANGE | {}
| 16th floor to 20th floor |  |  | Sqm |  |  | 432 | 480 | 512 |  | 1424 | 1424 | #ERROR! | #ERROR! |  |  | Chunk_108 | LINE_ITEM | Sqm | OTHERS | Cement Based Grout |  |  | Other Building Elements |  | STAGE_3_ENHANCED_INHERITANCE | 90.0% | ENHANCED_CONTEXT_INHERITANCE | True | False | INHERITED_NO_CHANGE | {}
| 20th floor lvl to Terrace |  |  | Sqm |  |  | 0 | 0 | 176 |  | 176 | 176 | #ERROR! | #ERROR! |  |  | Chunk_108 | LINE_ITEM | Sqm | OTHERS | Cement Based Grout |  |  | Other Building Elements |  | STAGE_3_ENHANCED_INHERITANCE | 90.0% | ENHANCED_CONTEXT_INHERITANCE | True | False | INHERITED_NO_CHANGE | {}
[14 empty] | 0 |  |  |  | EMPTY | [7 empty] | STAGE_1_EMPTY_ROW
| Providing & grouting with EPOXY BASED GROUT of BAL-ENDURA / LATICRETE or equivalent etc., complete (quote for grouting works only). Location : Apartment units flooring & at locations wherever directed by EIC. |  |  | Sqm |  |  | 2089 | 2355 | 2313 |  | 6757 | 6757 | #ERROR! | #ERROR! |  |  | Chunk_108 | LINE_ITEM | Sqm | OTHERS | EPOXY BASED GROUT |  |  | Other Building Elements |  | STAGE_3_ENHANCED_INHERITANCE | 90.0% | ENHANCED_CONTEXT_INHERITANCE | True | False | INHERITED_WITH_MODIFICATION | {}
| Providing & grouting with CEMENT BASED GROUT of BAL-ENDURA / LATICRETE or equivalent etc., complete (quote for grouting works only). |  |  | Sqm | [6 empty] | 0 | RO | #ERROR! | 0 |  |  | Chunk_109_HEADER | HEADER |  | OTHERS | Cement Based Grout |  |  | Other Building Elements | ACTIVITY PRIORITY CONFIRMED: Grouting | STAGE_2_AI_VERIFIED_WITH_ACTIVITY_PRIORITY | 90.0% | AI_HEADER_VERIFICATION_ACTIVITY_PRIORITY |  |  | HEADER_VERIFICATION | {}
[14 empty] | 0 |  |  |  | EMPTY | [7 empty] | STAGE_1_EMPTY_ROW
N 25.3 | Tile size : 600mm x 1200mm Location : common area corridor/ Lobby flooring & at locations wherever directed by EIC. Basic rate : Rs.52/Sft | [12 empty] | 0 |  |  | Chunk_109 | LINE_ITEM |  | FLOORING_TILE | Flooring Tiles |  | 600mm thickness | Other Building Elements |  | STAGE_3_ENHANCED_INHERITANCE | 90.0% | ENHANCED_CONTEXT_INHERITANCE | False | False | OVERRIDE_NEW_ACTIVITY | {}
| Basement-3 floor lvl to Stilt floor level |  |  | Sqm |  |  | 79 | 85 | 89 |  | 253 | 253 | #ERROR! | #ERROR! |  |  | Chunk_109 | LINE_ITEM | Sqm | OTHERS | Cement Based Grout |  |  | Foundations (Substructure) |  | STAGE_3_ENHANCED_INHERITANCE | 90.0% | ENHANCED_CONTEXT_INHERITANCE | True | False | INHERITED_WITH_MODIFICATION | {}
| Ground Floor to 5th floor |  |  | Sqm |  |  | 539 | 648 | 463 |  | 1650 | 1650 | #ERROR! | #ERROR! |  |  | Chunk_109 | LINE_ITEM | Sqm | OTHERS | Cement Based Grout |  |  | Other Building Elements |  | STAGE_3_ENHANCED_INHERITANCE | 90.0% | ENHANCED_CONTEXT_INHERITANCE | True | False | INHERITED_WITH_MODIFICATION | {}
| 6th floor to 10th floor |  |  | Sqm |  |  | 450 | 555 | 380 |  | 1385 | 1385 | #ERROR! | #ERROR! |  |  | Chunk_109 | LINE_ITEM | Sqm | OTHERS | Cement Based Grout |  |  | Other Building Elements |  | STAGE_3_ENHANCED_INHERITANCE | 90.0% | ENHANCED_CONTEXT_INHERITANCE | True | False | INHERITED_WITH_MODIFICATION | {}
| 11th floor to 15th floor |  |  | Sqm |  |  | 450 | 555 | 380 |  | 1385 | 1385 | #ERROR! | #ERROR! |  |  | Chunk_109 | LINE_ITEM | Sqm | OTHERS | Cement Based Grout |  |  | Other Building Elements |  | STAGE_3_ENHANCED_INHERITANCE | 90.0% | ENHANCED_CONTEXT_INHERITANCE | True | False | INHERITED_WITH_MODIFICATION | {}
| 16th floor to 20th floor |  |  | Sqm |  |  | 360 | 444 | 380 |  | 1184 | 1184 | #ERROR! | #ERROR! |  |  | Chunk_109 | LINE_ITEM | Sqm | OTHERS | Cement Based Grout |  |  | Other Building Elements |  | STAGE_3_ENHANCED_INHERITANCE | 90.0% | ENHANCED_CONTEXT_INHERITANCE | True | False | INHERITED_WITH_MODIFICATION | {}
| 20th floor lvl to Terrace |  |  | Sqm |  |  | 0 | 0 | 152 |  | 152 | 152 | #ERROR! | #ERROR! |  |  | Chunk_109 | LINE_ITEM | Sqm | OTHERS | Cement Based Grout |  |  | Other Building Elements |  | STAGE_3_ENHANCED_INHERITANCE | 90.0% | ENHANCED_CONTEXT_INHERITANCE | True | False | INHERITED_WITH_MODIFICATION | {}
|  |  |  | Sqm | [6 empty] | 0 | RO | #ERROR! | 0 |  |  |  | EMPTY | [7 empty] | STAGE_1_EMPTY_ROW
[14 empty] | 0 |  |  |  | EMPTY | [7 empty] | STAGE_1_EMPTY_ROW
| Providing & grouting with EPOXY BASED GROUT of BAL-ENDURA / LATICRETE or equivalent etc., complete (quote for grouting works only). Location : common area corridor/ Lobby flooring & at locations wherever directed by EIC. |  |  | Sqm |  |  | 1878 | 2287 | 1844 |  | 6009 | 6009 | #ERROR! | #ERROR! |  |  | Chunk_109 | LINE_ITEM | Sqm | OTHERS | EPOXY BASED GROUT |  |  | Other Building Elements |  | STAGE_3_ENHANCED_INHERITANCE | 90.0% | ENHANCED_CONTEXT_INHERITANCE | True | False | INHERITED_WITH_MODIFICATION | {}
| Providing & grouting with CEMENT BASED GROUT of BAL-ENDURA / LATICRETE or equivalent etc., complete (quote for grouting works only). |  |  | Sqm | [6 empty] | 0 | RO | #ERROR! | 0 |  |  | Chunk_110_HEADER | HEADER |  | OTHERS | Cement Based Grout |  |  | Other Building Elements | ACTIVITY PRIORITY CONFIRMED: Grouting | STAGE_2_AI_VERIFIED_WITH_ACTIVITY_PRIORITY | 95.0% | AI_HEADER_VERIFICATION_ACTIVITY_PRIORITY |  |  | HEADER_VERIFICATION | {}
[14 empty] | 0 |  |  |  | EMPTY | [7 empty] | STAGE_1_EMPTY_ROW
N 26 | Providing & Fixing of Vitrified tile skirting 100 mm high, laid with CM 1 : 3 (1 Cement: 3 M-sand) of 12mm thk as per instructions of EIC, including providing and fixing Tile spacers of 3 mm, washed with suitable effective Cleaning agent, providing & grouting with epoxy based grout of BAL-ENDURA / LATICRETE or equivalent, including cutting of tiles as required, necessary lead and lift, protected with suitable protection material & to remain intact till handing over, removed & disposed out of site after completion, etc., complete. | [12 empty] | 0 |  |  | Chunk_111_HEADER | HEADER |  | FLOORING_TILE | Vitrified Tiles | 1:3 | 100mm thickness | Other Building Elements | ACTIVITY PRIORITY CONFIRMED: Fixing Vitrified tile skirting | STAGE_2_AI_VERIFIED_WITH_ACTIVITY_PRIORITY | 95.0% | AI_HEADER_VERIFICATION_ACTIVITY_PRIORITY |  |  | HEADER_VERIFICATION | {}
N 26.1 | Tile Size : 800x800mm Location : Apartment Units (Living, Dining, Family, Foyer, study, other bedrooms, Kitchen & utility areas) flooring & at locations wherever directed by EIC. Basic rate : Rs.40/Sft | [12 empty] | 0 |  |  | Chunk_111 | LINE_ITEM |  | FLOORING_TILE | Vitrified Tiles |  | 800mm thickness | Other Building Elements |  | STAGE_3_ENHANCED_INHERITANCE | 90.0% | ENHANCED_CONTEXT_INHERITANCE | True | False | INHERITED_WITH_MODIFICATION | {}
| Ground Floor to 5th floor |  |  | Rmt |  |  | 1881 | 2783 | 2007 |  | 6671 | 6671 | #ERROR! | #ERROR! |  |  | Chunk_111 | LINE_ITEM | Rmt | FLOORING_TILE | Vitrified Tiles |  |  | Other Building Elements |  | STAGE_3_ENHANCED_INHERITANCE | 90.0% | ENHANCED_CONTEXT_INHERITANCE | True | False | INHERITED_NO_CHANGE | {}
| 6th floor to 10th floor |  |  | Rmt |  |  | 1745 | 2470 | 1880 |  | 6095 | 6095 | #ERROR! | #ERROR! |  |  | Chunk_111 | LINE_ITEM | Rmt | FLOORING_TILE | Vitrified Tiles |  |  | Other Building Elements |  | STAGE_3_ENHANCED_INHERITANCE | 90.0% | ENHANCED_CONTEXT_INHERITANCE | True | False | INHERITED_NO_CHANGE | {}
| 11th floor to 15th floor |  |  | Rmt |  |  | 1745 | 2470 | 1880 |  | 6095 | 6095 | #ERROR! | #ERROR! |  |  | Chunk_111 | LINE_ITEM | Rmt | FLOORING_TILE | Vitrified Tiles |  |  | Other Building Elements |  | STAGE_3_ENHANCED_INHERITANCE | 90.0% | ENHANCED_CONTEXT_INHERITANCE | True | False | INHERITED_NO_CHANGE | {}
| 16th floor to 20th floor |  |  | Rmt |  |  | 1396 | 1976 | 1819 |  | 5191 | 5191 | #ERROR! | #ERROR! |  |  | Chunk_111 | LINE_ITEM | Rmt | FLOORING_TILE | Vitrified Tiles |  |  | Other Building Elements |  | STAGE_3_ENHANCED_INHERITANCE | 90.0% | ENHANCED_CONTEXT_INHERITANCE | True | False | INHERITED_NO_CHANGE | {}
| 20th floor lvl to Terrace |  |  | Rmt |  |  | 0 | 0 | 630 |  | 630 | 630 | #ERROR! | #ERROR! |  |  | Chunk_111 | LINE_ITEM | Rmt | FLOORING_TILE | Vitrified Tiles |  |  | Other Building Elements |  | STAGE_3_ENHANCED_INHERITANCE | 90.0% | ENHANCED_CONTEXT_INHERITANCE | True | False | INHERITED_NO_CHANGE | {}
N 26.2 | Same as line item N25 -but with Wood Finish Vitrified Tiles as instructed by EIC. Tile size : 200mm x 1200mm Location : Master Bedroom flooring & at locations wherever directed by EIC. Basic rate : Rs.48/Sft | [12 empty] | 0 | Consider the Master Bedrooom flooring |  | Chunk_111 | LINE_ITEM |  | FLOORING_TILE | Wood Finish Vitrified Tiles |  | 200mm thickness | Other Building Elements |  | STAGE_3_ENHANCED_INHERITANCE | 90.0% | ENHANCED_CONTEXT_INHERITANCE | True | False | INHERITED_WITH_MODIFICATION | {}
| Ground Floor to 5th floor |  |  | Rmt |  |  | 545 | 563 | 479 |  | 1587 | 1587 | #ERROR! | #ERROR! |  |  | Chunk_111 | LINE_ITEM | Rmt | FLOORING_TILE | Vitrified Tiles |  |  | Other Building Elements |  | STAGE_3_ENHANCED_INHERITANCE | 90.0% | ENHANCED_CONTEXT_INHERITANCE | True | False | INHERITED_NO_CHANGE | {}
| 6th floor to 10th floor |  |  | Rmt |  |  | 515 | 495 | 450 |  | 1460 | 1460 | #ERROR! | #ERROR! |  |  | Chunk_111 | LINE_ITEM | Rmt | FLOORING_TILE | Vitrified Tiles |  |  | Other Building Elements |  | STAGE_3_ENHANCED_INHERITANCE | 90.0% | ENHANCED_CONTEXT_INHERITANCE | True | False | INHERITED_NO_CHANGE | {}
| 11th floor to 15th floor |  |  | Rmt |  |  | 515 | 495 | 450 |  | 1460 | 1460 | #ERROR! | #ERROR! |  |  | Chunk_111 | LINE_ITEM | Rmt | FLOORING_TILE | Vitrified Tiles |  |  | Other Building Elements |  | STAGE_3_ENHANCED_INHERITANCE | 90.0% | ENHANCED_CONTEXT_INHERITANCE | True | False | INHERITED_NO_CHANGE | {}
| 16th floor to 20th floor |  |  | Rmt |  |  | 412 | 396 | 434 |  | 1242 | 1242 | #ERROR! | #ERROR! |  |  | Chunk_111 | LINE_ITEM | Rmt | FLOORING_TILE | Vitrified Tiles |  |  | Other Building Elements |  | STAGE_3_ENHANCED_INHERITANCE | 90.0% | ENHANCED_CONTEXT_INHERITANCE | True | False | INHERITED_NO_CHANGE | {}
| 20th floor lvl to Terrace |  |  | Rmt |  |  | 0 | 0 | 148 |  | 148 | 148 | #ERROR! | #ERROR! |  |  | Chunk_111 | LINE_ITEM | Rmt | FLOORING_TILE | Vitrified Tiles |  |  | Other Building Elements |  | STAGE_3_ENHANCED_INHERITANCE | 90.0% | ENHANCED_CONTEXT_INHERITANCE | True | False | INHERITED_NO_CHANGE | {}
|  |  |  | Rmt | [6 empty] | 0 | RO | #ERROR! | 0 |  |  |  | EMPTY | [7 empty] | STAGE_1_EMPTY_ROW
[14 empty] | 0 |  |  |  | EMPTY | [7 empty] | STAGE_1_EMPTY_ROW
N 26.3 | Tile size : 600mm x 1200mm Location : common area corridor/ Lobby flooring & at locations wherever directed by EIC. Basic rate : Rs.52/Sft | [12 empty] | 0 | Consider the Corridor Area of the Towers. |  | Chunk_111 | LINE_ITEM |  | FLOORING_TILE | Vitrified Tiles |  | 600mm thickness | Other Building Elements |  | STAGE_3_ENHANCED_INHERITANCE | 90.0% | ENHANCED_CONTEXT_INHERITANCE | True | False | INHERITED_WITH_MODIFICATION | {}
| Basement-3 floor lvl to Stilt floor level |  |  | Rmt |  |  | 79 | 53 | 55 |  | 187 | 187 | #ERROR! | #ERROR! |  |  | Chunk_111 | LINE_ITEM | Rmt | FLOORING_TILE | Vitrified Tiles |  |  | Foundations (Substructure) |  | STAGE_3_ENHANCED_INHERITANCE | 90.0% | ENHANCED_CONTEXT_INHERITANCE | True | False | INHERITED_WITH_MODIFICATION | {}
| Ground Floor to 5th floor |  |  | Rmt |  |  | 539 | 635 | 483 |  | 1657 | 1657 | #ERROR! | #ERROR! |  |  | Chunk_111 | LINE_ITEM | Rmt | FLOORING_TILE | Vitrified Tiles |  |  | Other Building Elements |  | STAGE_3_ENHANCED_INHERITANCE | 90.0% | ENHANCED_CONTEXT_INHERITANCE | True | False | INHERITED_WITH_MODIFICATION | {}
| 6th floor to 10th floor |  |  | Rmt |  |  | 450 | 500 | 355 |  | 1305 | 1305 | #ERROR! | #ERROR! |  |  | Chunk_111 | LINE_ITEM | Rmt | FLOORING_TILE | Vitrified Tiles |  |  | Other Building Elements |  | STAGE_3_ENHANCED_INHERITANCE | 90.0% | ENHANCED_CONTEXT_INHERITANCE | True | False | INHERITED_WITH_MODIFICATION | {}
| 11th floor to 15th floor |  |  | Rmt |  |  | 450 | 500 | 355 |  | 1305 | 1305 | #ERROR! | #ERROR! |  |  | Chunk_111 | LINE_ITEM | Rmt | FLOORING_TILE | Vitrified Tiles |  |  | Other Building Elements |  | STAGE_3_ENHANCED_INHERITANCE | 90.0% | ENHANCED_CONTEXT_INHERITANCE | True | False | INHERITED_WITH_MODIFICATION | {}
| 16th floor to 20th floor |  |  | Rmt |  |  | 360 | 400 | 355 |  | 1115 | 1115 | #ERROR! | #ERROR! |  |  | Chunk_111 | LINE_ITEM | Rmt | FLOORING_TILE | Vitrified Tiles |  |  | Other Building Elements |  | STAGE_3_ENHANCED_INHERITANCE | 90.0% | ENHANCED_CONTEXT_INHERITANCE | True | False | INHERITED_WITH_MODIFICATION | {}
| 20th floor lvl to Terrace |  |  | Rmt |  |  | 0 | 0 | 142 |  | 142 | 142 | #ERROR! | #ERROR! |  |  | Chunk_111 | LINE_ITEM | Rmt | FLOORING_TILE | Vitrified Tiles |  |  | Other Building Elements |  | STAGE_3_ENHANCED_INHERITANCE | 90.0% | ENHANCED_CONTEXT_INHERITANCE | True | False | INHERITED_WITH_MODIFICATION | {}
[14 empty] | 0 |  |  |  | EMPTY | [7 empty] | STAGE_1_EMPTY_ROW
N 27 | Providing & Laying Vitrified Tile for Dado / Cladding laid over CM 1 : 6 (1 Cement: 6 M-sand) of average 12 mm thick, over which cement slurry/ paste 3.3 kg / sqm shall be applied on the rear surface of the tile including providing & fixing of tile spacers of 3 mm, including cutting of tiles & cleaning tile surface etc., complete as per standard specifications / approved drawings & as directed by EIC. Contractor has to ensure protection of finished dado/ cladded surface till handing over. NOTE: RATE TO EXCLUDE FOR GROUTING. | [12 empty] | 0 |  |  | Chunk_112_HEADER | HEADER |  | FLOORING_TILE | Vitrified Tiles | 1:6 | 12mm thickness | Facades | ACTIVITY PRIORITY CONFIRMED: Laying Vitrified Tile | STAGE_2_AI_VERIFIED_WITH_ACTIVITY_PRIORITY | 95.0% | AI_HEADER_VERIFICATION_ACTIVITY_PRIORITY |  |  | HEADER_VERIFICATION | {}
N 27.1 | Tile Size : 600x600mm Vitrified Tiles Location : lift lobby dado & at locations wherever directed by EIC. Basic rate : Rs.45/Sft | [12 empty] | 0 | Consider the lift lobby dadoing upto 1.2m from the FFL & remaning we have finished with Emulsion paint till false ceiling level & above false ceiling has finished with OBD paint. |  | Chunk_112 | LINE_ITEM |  | FLOORING_TILE | Vitrified Tiles |  | 600mm thickness | Other Building Elements |  | STAGE_3_ENHANCED_INHERITANCE | 90.0% | ENHANCED_CONTEXT_INHERITANCE | True | False | INHERITED_WITH_MODIFICATION | {}
| Basement-2 floor lvl to Stilt floor level |  |  | Sqm |  |  | 7 | 7 | 7 | 0 | 21 | 21 | #ERROR! | #ERROR! |  |  | Chunk_112 | LINE_ITEM | Sqm | FLOORING_TILE | Vitrified Tiles |  |  | Foundations (Substructure) |  | STAGE_3_ENHANCED_INHERITANCE | 90.0% | ENHANCED_CONTEXT_INHERITANCE | True | False | INHERITED_NO_CHANGE | {}
| Ground floor lvl to 1st Floor lvl |  |  | Sqm | 0 | 0 | 0 | 0 | 0 | 0 | 0 | RO | #ERROR! | 0 |  |  | Chunk_112 | LINE_ITEM | Sqm | FLOORING_TILE | Vitrified Tiles |  |  | Other Building Elements |  | STAGE_3_ENHANCED_INHERITANCE | 90.0% | ENHANCED_CONTEXT_INHERITANCE | True | False | INHERITED_NO_CHANGE | {}
| 1st floor lvl to 5th floor lvl |  |  | Sqm |  |  | 17 | 17 | 17 | 0 | 51 | 51 | #ERROR! | #ERROR! |  |  | Chunk_112 | LINE_ITEM | Sqm | FLOORING_TILE | Vitrified Tiles |  |  | Other Building Elements |  | STAGE_3_ENHANCED_INHERITANCE | 90.0% | ENHANCED_CONTEXT_INHERITANCE | True | False | INHERITED_NO_CHANGE | {}
| 5th floor lvl to 10th floor lvl |  |  | Sqm |  |  | 17 | 17 | 17 | 0 | 51 | 51 | #ERROR! | #ERROR! |  |  | Chunk_112 | LINE_ITEM | Sqm | FLOORING_TILE | Vitrified Tiles |  |  | Other Building Elements |  | STAGE_3_ENHANCED_INHERITANCE | 90.0% | ENHANCED_CONTEXT_INHERITANCE | True | False | INHERITED_NO_CHANGE | {}
| 10th floor lvl to 15th floor lvl |  |  | Sqm |  |  | 17 | 17 | 17 | 0 | 51 | 51 | #ERROR! | #ERROR! |  |  | Chunk_112 | LINE_ITEM | Sqm | FLOORING_TILE | Vitrified Tiles |  |  | Other Building Elements |  | STAGE_3_ENHANCED_INHERITANCE | 90.0% | ENHANCED_CONTEXT_INHERITANCE | True | False | INHERITED_NO_CHANGE | {}
| 15th floor lvl to 20th floor lvl |  |  | Sqm |  |  | 13 | 13 | 17 | 0 | 43 | 43 | #ERROR! | #ERROR! |  |  | Chunk_112 | LINE_ITEM | Sqm | FLOORING_TILE | Vitrified Tiles |  |  | Other Building Elements |  | STAGE_3_ENHANCED_INHERITANCE | 90.0% | ENHANCED_CONTEXT_INHERITANCE | True | False | INHERITED_NO_CHANGE | {}
| 20th floor lvl to Terrace |  |  | Sqm |  |  | 4 | 4 | 13 | 0 | 21 | 21 | #ERROR! | #ERROR! |  |  | Chunk_112 | LINE_ITEM | Sqm | FLOORING_TILE | Vitrified Tiles |  |  | Other Building Elements |  | STAGE_3_ENHANCED_INHERITANCE | 90.0% | ENHANCED_CONTEXT_INHERITANCE | True | False | INHERITED_NO_CHANGE | {}
[14 empty] | 0 |  |  |  | EMPTY | [7 empty] | STAGE_1_EMPTY_ROW
| Providing & grouting with EPOXY BASED GROUT of BAL-ENDURA / LATICRETE or equivalent ,etc., complete (quote for grouting works only). Location : lift lobby dado & at locations wherever directed by EIC. |  |  | Sqm |  |  | 75 | 75 | 88 |  | 238 | 238 | #ERROR! | #ERROR! |  |  | Chunk_112 | LINE_ITEM | Sqm | OTHERS | EPOXY BASED GROUT |  |  | Other Building Elements |  | STAGE_3_ENHANCED_INHERITANCE | 90.0% | ENHANCED_CONTEXT_INHERITANCE | False | False | OVERRIDE_NEW_ACTIVITY | {}
| Providing & grouting with CEMENT BASED GROUT of BAL-ENDURA / LATICRETE or equivalent ,etc., complete (quote for grouting works only). |  |  | Sqm | [6 empty] | 0 | RO | #ERROR! | 0 |  |  | Chunk_113_HEADER | HEADER |  | OTHERS | Cement Based Grout |  |  | Other Building Elements | ACTIVITY PRIORITY CONFIRMED: Grouting | STAGE_2_AI_VERIFIED_WITH_ACTIVITY_PRIORITY | 95.0% | AI_HEADER_VERIFICATION_ACTIVITY_PRIORITY |  |  | HEADER_VERIFICATION | {}
[13 empty] | #ERROR! | #ERROR! |  |  |  | EMPTY | [7 empty] | STAGE_1_EMPTY_ROW
N 28 | ALTERNATE ITEM TO N 27 : Providing & Laying Vitrified Tile for Dado / Cladding laid with Tile Adhesive of specified thickness from Laticrete / FOSROC/ BASF or Equivalent make as per manufactures spec. including providing & fixing of tile spacers of 3 mm, including cutting of tiles, washing & cleaning tile surface etc., complete as per standard specifications / approved drawings & as directed by EIC. Contractor has to ensure protection of finished dado/ cladded surface till handing over Tile Size : 600x600mm Vitrified Tiles Location : lift lobby dado & at locations wherever directed by EIC. Basic rate : Rs.45/Sft |  |  | Sqm | [6 empty] | 0 | RO | #ERROR! | 0 |  |  | Chunk_114_HEADER | HEADER |  | FLOORING_TILE | Vitrified Tiles |  | 3mm thickness | Facades | ACTIVITY PRIORITY CONFIRMED: Laying Vitrified Tile | STAGE_2_AI_VERIFIED_WITH_ACTIVITY_PRIORITY | 95.0% | AI_HEADER_VERIFICATION_ACTIVITY_PRIORITY |  |  | HEADER_VERIFICATION | {}
| Providing & grouting with EPOXY BASED GROUT of BAL-ENDURA / LATICRETE or equivalent ,etc., complete (quote for grouting works only). Location : At locations wherever directed by EIC. |  |  | Sqm | [6 empty] | 0 | RO | #ERROR! | 0 |  |  | Chunk_114 | LINE_ITEM | Sqm | FLOORING_TILE | Vitrified Tiles |  |  | Other Building Elements |  | STAGE_3_ENHANCED_INHERITANCE | 90.0% | ENHANCED_CONTEXT_INHERITANCE | True | False | INHERITED_WITH_MODIFICATION | {}
| Providing & grouting with CEMENT BASED GROUT of BAL-ENDURA / LATICRETE or equivalent ,etc., complete (quote for grouting works only). |  |  | Sqm | [6 empty] | 0 | RO | #ERROR! | 0 |  |  | Chunk_115_HEADER | HEADER |  | OTHERS | Cement Based Grout |  |  | Other Building Elements | ACTIVITY PRIORITY CONFIRMED: grouting | STAGE_2_AI_VERIFIED_WITH_ACTIVITY_PRIORITY | 95.0% | AI_HEADER_VERIFICATION_ACTIVITY_PRIORITY |  |  | HEADER_VERIFICATION | {}
[14 empty] | 0 |  |  |  | EMPTY | [7 empty] | STAGE_1_EMPTY_ROW
| CERAMIC / GLAZED TILE WORKS | [12 empty] | 0 |  |  | Chunk_115 | LINE_ITEM |  | FLOORING_TILE | Ceramic / Glazed Tile |  |  | Other Building Elements |  | STAGE_3_ENHANCED_INHERITANCE | 90.0% | ENHANCED_CONTEXT_INHERITANCE | False | False | OVERRIDE_NEW_ACTIVITY | {}
N 29 | Providing & Laying Ceramic Tiles for Flooring of approved make, colour and thickness laid over CM 1 : 6 (1 Cement: 6 M-sand) of minimum 20mm thk and to match the top of flooring as indicated in drawings and cement slurry @ 3.3 kg/ sqm, tamped, laid to required line & level, including cutting of tiles. Rate to include for providing & fixing Tile Spacers of 3 mm thick , cleaned & washed with suitable effective Cleaning agent or any suitable means as per instructions of EIC, covering to protect tile with 275 GSM – 2 mm thick Floor guard make or equivalent, joints to be taped, should remain intact till handing over, removed & disposed out of site after completion, etc., complete. NOTE: RATE TO EXCLUDE FOR GROUTING. | [12 empty] | 0 |  |  | Chunk_116_HEADER | HEADER |  | FLOORING_TILE | Ceramic Tiles | 1 : 6 | 20mm thickness | Other Building Elements | ACTIVITY PRIORITY CORRECTED: Strict schema for FLOORING_TILE applied: material_grade extracted as ratio '1 : 6', extracted_dimensions set to null as not specified in schema for this category. Incidental details like spacer thickness (3mm) and bedding thickness (20mm) are ignored for primary categorization and schema extraction. | STAGE_2_AI_VERIFIED_WITH_ACTIVITY_PRIORITY | 95.0% | AI_HEADER_VERIFICATION_ACTIVITY_PRIORITY |  |  | HEADER_VERIFICATION | {}
N 29.1 | Tile Size : 300x300mm - Anti Skid ceramic tile : Basic rate : Rs.28/Sft Location : MBR toilet, Common toilet, Kids BR toilet flooring & at locations wherever directed by EIC. | [12 empty] | 0 | Consider the MBR Toilet & Common Toilet in the Flats |  | Chunk_116 | LINE_ITEM |  | FLOORING_TILE | Anti Skid ceramic tile |  | 300mm thickness | Other Building Elements |  | STAGE_3_ENHANCED_INHERITANCE | 90.0% | ENHANCED_CONTEXT_INHERITANCE | True | False | INHERITED_WITH_MODIFICATION | {}
| Ground Floor to 5th floor |  |  | Sqm |  |  | 344 | 360 | 384 |  | 1088 | 1088 | #ERROR! | #ERROR! |  |  | Chunk_116 | LINE_ITEM | Sqm | FLOORING_TILE | Ceramic Tiles |  |  | Other Building Elements |  | STAGE_3_ENHANCED_INHERITANCE | 90.0% | ENHANCED_CONTEXT_INHERITANCE | True | False | INHERITED_NO_CHANGE | {}
| 6th floor to 10th floor |  |  | Sqm |  |  | 320 | 320 | 360 |  | 1000 | 1000 | #ERROR! | #ERROR! |  |  | Chunk_116 | LINE_ITEM | Sqm | FLOORING_TILE | Ceramic Tiles |  |  | Other Building Elements |  | STAGE_3_ENHANCED_INHERITANCE | 90.0% | ENHANCED_CONTEXT_INHERITANCE | True | False | INHERITED_NO_CHANGE | {}
| 11th floor to 15th floor |  |  | Sqm |  |  | 320 | 320 | 360 |  | 1000 | 1000 | #ERROR! | #ERROR! |  |  | Chunk_116 | LINE_ITEM | Sqm | FLOORING_TILE | Ceramic Tiles |  |  | Other Building Elements |  | STAGE_3_ENHANCED_INHERITANCE | 90.0% | ENHANCED_CONTEXT_INHERITANCE | True | False | INHERITED_NO_CHANGE | {}
| 16th floor to 20th floor |  |  | Sqm |  |  | 256 | 256 | 348 |  | 860 | 860 | #ERROR! | #ERROR! |  |  | Chunk_116 | LINE_ITEM | Sqm | FLOORING_TILE | Ceramic Tiles |  |  | Other Building Elements |  | STAGE_3_ENHANCED_INHERITANCE | 90.0% | ENHANCED_CONTEXT_INHERITANCE | True | False | INHERITED_NO_CHANGE | {}
| 21st floor to 25th floor |  |  | Sqm |  |  | 0 | 0 | 120 |  | 120 | 120 | #ERROR! | #ERROR! |  |  | Chunk_116 | LINE_ITEM | Sqm | FLOORING_TILE | Ceramic Tiles |  |  | Other Building Elements |  | STAGE_3_ENHANCED_INHERITANCE | 90.0% | ENHANCED_CONTEXT_INHERITANCE | True | False | INHERITED_NO_CHANGE | {}
| 26th floor to 27th floor |  |  | Sqm | [6 empty] | 0 | RO | #ERROR! | 0 |  |  | Chunk_116 | LINE_ITEM | Sqm | FLOORING_TILE | Ceramic Tiles |  |  | Other Building Elements |  | STAGE_3_ENHANCED_INHERITANCE | 90.0% | ENHANCED_CONTEXT_INHERITANCE | True | False | INHERITED_NO_CHANGE | {}
[14 empty] | 0 |  |  |  | EMPTY | [7 empty] | STAGE_1_EMPTY_ROW
| Providing & grouting with EPOXY BASED GROUT of BAL-ENDURA / LATICRETE or equivalent ,etc., complete (quote for grouting works only). Location : Maids room flooring & at locations wherever directed by EIC. |  |  | Sqm |  |  | 1240 | 1256 | 1572 |  | 4068 | 4068 | #ERROR! | #ERROR! |  |  | Chunk_116 | LINE_ITEM | Sqm | FLOORING_TILE | Ceramic Tiles |  |  | Other Building Elements |  | STAGE_3_ENHANCED_INHERITANCE | 90.0% | ENHANCED_CONTEXT_INHERITANCE | True | False | INHERITED_WITH_MODIFICATION | {}
| Providing & grouting with CEMENT BASED GROUT of BAL-ENDURA / LATICRETE or equivalent etc., complete (quote for grouting works only). |  |  | Sqm | [6 empty] | 0 | RO | #ERROR! | 0 |  |  | Chunk_117_HEADER | HEADER |  | OTHERS | Cement Based Grout |  |  | Other Building Elements | ACTIVITY PRIORITY CONFIRMED: grouting | STAGE_2_AI_VERIFIED_WITH_ACTIVITY_PRIORITY | 95.0% | AI_HEADER_VERIFICATION_ACTIVITY_PRIORITY |  |  | HEADER_VERIFICATION | {}
[13 empty] | #ERROR! | #ERROR! |  |  |  | EMPTY | [7 empty] | STAGE_1_EMPTY_ROW
N 29.2 | Tile Size : 300x300mm - Anticeramic tile : Basic rate : Rs.34/Sft Location : Balcony flooring & at locations wherever directed by EIC. | [12 empty] | 0 | Consider the Flat Balconies flooring |  | Chunk_117 | LINE_ITEM |  | FLOORING_TILE | Anticeramic tile |  | 300mm thickness | Other Building Elements |  | STAGE_3_ENHANCED_INHERITANCE | 90.0% | ENHANCED_CONTEXT_INHERITANCE | False | False | OVERRIDE_NEW_ACTIVITY | {}
| Ground Floor to 5th floor |  |  | Sqm |  |  | 195 | 211 | 352 |  | 758 | 758 | #ERROR! | #ERROR! |  |  | Chunk_117 | LINE_ITEM | Sqm | OTHERS | Cement Based Grout |  |  | Other Building Elements |  | STAGE_3_ENHANCED_INHERITANCE | 90.0% | ENHANCED_CONTEXT_INHERITANCE | True | False | INHERITED_WITH_MODIFICATION | {}
| 6th floor to 10th floor |  |  | Sqm |  |  | 180 | 190 | 330 |  | 700 | 700 | #ERROR! | #ERROR! |  |  | Chunk_117 | LINE_ITEM | Sqm | OTHERS | Cement Based Grout |  |  | Other Building Elements |  | STAGE_3_ENHANCED_INHERITANCE | 90.0% | ENHANCED_CONTEXT_INHERITANCE | True | False | INHERITED_WITH_MODIFICATION | {}
| 11th floor to 15th floor |  |  | Sqm |  |  | 180 | 190 | 330 |  | 700 | 700 | #ERROR! | #ERROR! |  |  | Chunk_117 | LINE_ITEM | Sqm | OTHERS | Cement Based Grout |  |  | Other Building Elements |  | STAGE_3_ENHANCED_INHERITANCE | 90.0% | ENHANCED_CONTEXT_INHERITANCE | True | False | INHERITED_WITH_MODIFICATION | {}
| 16th floor to 20th floor |  |  | Sqm |  |  | 144 | 152 | 319 |  | 615 | 615 | #ERROR! | #ERROR! |  |  | Chunk_117 | LINE_ITEM | Sqm | OTHERS | Cement Based Grout |  |  | Other Building Elements |  | STAGE_3_ENHANCED_INHERITANCE | 90.0% | ENHANCED_CONTEXT_INHERITANCE | True | False | INHERITED_WITH_MODIFICATION | {}
| 21st floor to 25th floor |  |  | Sqm |  |  | 0 | 0 | 110 |  | 110 | 110 | #ERROR! | #ERROR! |  |  | Chunk_117 | LINE_ITEM | Sqm | OTHERS | Cement Based Grout |  |  | Other Building Elements |  | STAGE_3_ENHANCED_INHERITANCE | 90.0% | ENHANCED_CONTEXT_INHERITANCE | True | False | INHERITED_WITH_MODIFICATION | {}
| 26th floor to 27th floor |  |  | Sqm | [6 empty] | 0 | RO | #ERROR! | 0 |  |  | Chunk_117 | LINE_ITEM | Sqm | OTHERS | Cement Based Grout |  |  | Other Building Elements |  | STAGE_3_ENHANCED_INHERITANCE | 90.0% | ENHANCED_CONTEXT_INHERITANCE | True | False | INHERITED_WITH_MODIFICATION | {}
| Providing & grouting with EPOXY BASED GROUT of BAL-ENDURA / LATICRETE or equivalent ,etc., complete (quote for grouting works only). Location : Maids room flooring & at locations wherever directed by EIC. |  |  | Sqm |  |  | 699 | 743 | 1441 |  | 2883 | 2883 | #ERROR! | #ERROR! |  |  | Chunk_117 | LINE_ITEM | Sqm | OTHERS | Epoxy Based Grout |  |  | Other Building Elements |  | STAGE_3_ENHANCED_INHERITANCE | 90.0% | ENHANCED_CONTEXT_INHERITANCE | True | False | INHERITED_WITH_MODIFICATION | {}
| Providing & grouting with CEMENT BASED GROUT of BAL-ENDURA / LATICRETE or equivalent etc., complete (quote for grouting works only). |  |  | Sqm | [6 empty] | 0 | RO | #ERROR! | 0 |  |  | Chunk_118_HEADER | HEADER |  | OTHERS | Cement Based Grout |  |  | Other Building Elements | ACTIVITY PRIORITY CONFIRMED: grouting | STAGE_2_AI_VERIFIED_WITH_ACTIVITY_PRIORITY | 95.0% | AI_HEADER_VERIFICATION_ACTIVITY_PRIORITY |  |  | HEADER_VERIFICATION | {}
N 30 | Providing & Laying Industrial Tiles of Restile make for flooring of approved make, colour and thickness laid over CM 1 : 6 (1 Cement: 6 M sand) of minimum 20mm thk and to match the top of flooring as indicated in drawings and cement slurry @ 3.3 kg/ sqm, tamped, laid to required line & level, including cutting of tiles. Rate to include for providing & fixing of Tile Spacers of 3 mm thick , cleaned & washed with suitable effective Cleaning agent or any suitable means as per instructions of EIC, covering to protect tile with 275 GSM – 2 mm thick Floor guard make or equivalent, joints to be taped, should remain intact till handing over, removed & disposed out of site after completion, etc., complete.. NOTE: RATE TO EXCLUDE FOR GROUTING. Basic Rate Rs.60/sft SIZE OF TILE - 600 mm x 600 mm. Location : Open Terrace at Ground Floor & Refuge flooring at all levels & at locations wherever directed by EIC. |  |  | Sqm |  |  | 0 | 0 | 121 |  | 121 | 121 | #ERROR! | #ERROR! | Consider the Refugee area in Tower C |  | Chunk_119_HEADER | HEADER |  | FLOORING_TILE | Industrial Tiles | 1 : 6 | 20mm thickness | Other Building Elements | ACTIVITY PRIORITY CORRECTED: Strict schema for FLOORING_TILE applied: material_grade extracted as ratio '1 : 6', extracted_dimensions set to null as not specified in schema for this category. Incidental details like spacer thickness (3mm) and bedding thickness (20mm) are ignored for primary categorization and schema extraction. | STAGE_2_AI_VERIFIED_WITH_ACTIVITY_PRIORITY | 95.0% | AI_HEADER_VERIFICATION_ACTIVITY_PRIORITY |  |  | HEADER_VERIFICATION | {}
| Providing & grouting with EPOXY BASED GROUT of BAL-ENDURA / LATICRETE or equivalent ,etc., complete (quote for grouting works only). Location : Open Terrace (1st Floor) & Canopy flooring at all levels & at locations wherever directed by EIC. |  |  | Sqm |  |  |  |  | 121 |  | 121 | 121 | #ERROR! | #ERROR! | Consider the Refugee area in Tower C |  | Chunk_119 | LINE_ITEM | Sqm | FLOORING_TILE | Industrial Tiles |  |  | Other Building Elements |  | STAGE_3_ENHANCED_INHERITANCE | 90.0% | ENHANCED_CONTEXT_INHERITANCE | True | False | INHERITED_WITH_MODIFICATION | {}
| Providing & grouting with CEMENT BASED GROUT of BAL-ENDURA / LATICRETE or equivalent etc., complete (quote for grouting works only). |  |  | Sqm | [6 empty] | 0 | RO | #ERROR! | 0 |  |  | Chunk_120_HEADER | HEADER |  | OTHERS | Cement Based Grout |  |  | Other Building Elements | ACTIVITY PRIORITY CONFIRMED: Grouting | STAGE_2_AI_VERIFIED_WITH_ACTIVITY_PRIORITY | 95.0% | AI_HEADER_VERIFICATION_ACTIVITY_PRIORITY |  |  | HEADER_VERIFICATION | {}
| Providing & Laying Industrial Tiles of Restile make for skirting -100 mm high of approved make, colour and thickness laid over CM 1 : 3 (1 Cement: 3 M-sand) of 12mm thk including providing and fixing Tile spacers of 3 mm & washed with suitable effective Cleaning agent , providing & grouting with epoxy based grout of BAL-ENDURA / LATICRETE or equivalent, including cutting of tiles as required, necessary lead and lift., etc. complete. NOTE: RATE TO EXCLUDE FOR GROUTING. Basic Rate Rs.60/sft SIZE OF TILE - 600 mm x 600 mm. Location : Open Terrace at Ground Floor & Refuge flooring at all levels & at locations wherever directed by EIC. |  |  | Rmt |  |  | 0 | 0 | 50 |  | 50 | 50 | #ERROR! | #ERROR! | Consider the Refugee area in Tower C |  | Chunk_121_HEADER | HEADER |  | FLOORING_TILE | Industrial Tiles | 1:3 | 100mm thickness | Other Building Elements | ACTIVITY PRIORITY CONFIRMED: Laying | STAGE_2_AI_VERIFIED_WITH_ACTIVITY_PRIORITY | 95.0% | AI_HEADER_VERIFICATION_ACTIVITY_PRIORITY |  |  | HEADER_VERIFICATION | {}
[13 empty] | #ERROR! |  |  |  |  | EMPTY | [7 empty] | STAGE_1_EMPTY_ROW
N 31 | Providing & Fixing of Ceramic tile skirting 100 mm high -laid with CM 1 : 3 (1 Cement: 3 M-sand) of 12mm thk including providing and fixing Tile spacers of 3 mm & washed with suitable effective Cleaning agent , providing & grouting with epoxy based grout of BAL-ENDURA / LATICRETE or equivalent, including cutting of tiles as required, necessary lead and lift., etc. complete. | [11 empty] | #ERROR! | #ERROR! |  |  | Chunk_122_HEADER | HEADER |  | FLOORING_TILE | Ceramic Tiles | 1:3 | 100mm thickness | Other Building Elements | ACTIVITY PRIORITY CONFIRMED: Fixing | STAGE_2_AI_VERIFIED_WITH_ACTIVITY_PRIORITY | 95.0% | AI_HEADER_VERIFICATION_ACTIVITY_PRIORITY |  |  | HEADER_VERIFICATION | {}
N 31.1 | Tile Size : 300x300mm - Matt finish ceramic tile : Basic rate : Rs.34/Sft Location : Balcony flooring & at locations wherever directed by EIC. | [11 empty] | #ERROR! | #ERROR! | Consider the Flat Balconies |  | Chunk_122 | LINE_ITEM |  | FLOORING_TILE | Matt finish ceramic tile |  | 300mm thickness | Other Building Elements |  | STAGE_3_ENHANCED_INHERITANCE | 90.0% | ENHANCED_CONTEXT_INHERITANCE | True | False | INHERITED_WITH_MODIFICATION | {}
| Ground Floor to 5th floor |  |  | Rmt |  |  | 465 | 390 | 650 |  | 1505 | 1505 | #ERROR! | #ERROR! |  |  | Chunk_122 | LINE_ITEM | Rmt | FLOORING_TILE | Ceramic Tiles |  |  | Other Building Elements |  | STAGE_3_ENHANCED_INHERITANCE | 90.0% | ENHANCED_CONTEXT_INHERITANCE | True | False | INHERITED_NO_CHANGE | {}
| 6th floor to 10th floor |  |  | Rmt |  |  | 435 | 355 | 610 |  | 1400 | 1400 | #ERROR! | #ERROR! |  |  | Chunk_122 | LINE_ITEM | Rmt | FLOORING_TILE | Ceramic Tiles |  |  | Other Building Elements |  | STAGE_3_ENHANCED_INHERITANCE | 90.0% | ENHANCED_CONTEXT_INHERITANCE | True | False | INHERITED_WITH_MODIFICATION | {}
| 11th floor to 15th floor |  |  | Rmt |  |  | 435 | 355 | 610 |  | 1400 | 1400 | #ERROR! | #ERROR! |  |  | Chunk_122 | LINE_ITEM | Rmt | FLOORING_TILE | Ceramic Tiles |  |  | Other Building Elements |  | STAGE_3_ENHANCED_INHERITANCE | 90.0% | ENHANCED_CONTEXT_INHERITANCE | True | False | INHERITED_WITH_MODIFICATION | {}
| 16th floor to 20th floor |  |  | Rmt |  |  | 348 | 284 | 589 |  | 1221 | 1221 | #ERROR! | #ERROR! |  |  | Chunk_122 | LINE_ITEM | Rmt | FLOORING_TILE | Ceramic Tiles |  |  | Other Building Elements |  | STAGE_3_ENHANCED_INHERITANCE | 90.0% | ENHANCED_CONTEXT_INHERITANCE | True | False | INHERITED_WITH_MODIFICATION | {}
| 21st floor to Terrace |  |  | Rmt |  |  | 0 | 0 | 202 |  | 202 | 202 | #ERROR! | #ERROR! |  |  | Chunk_122 | LINE_ITEM | Rmt | FLOORING_TILE | Ceramic Tiles |  |  | Other Building Elements |  | STAGE_3_ENHANCED_INHERITANCE | 90.0% | ENHANCED_CONTEXT_INHERITANCE | True | False | INHERITED_WITH_MODIFICATION | {}
[14 empty] | 0 |  |  |  | EMPTY | [7 empty] | STAGE_1_EMPTY_ROW
N 32 | Providing & fixing of Glazed / Ceramic tile for dado laid over CM 1 : 6 (1 Cement: 6 M-sand) of average 12 mm thick, over which cement paste of 3.3 kg / sqm shall be applied including providing & fixing of Tile Spacers of 3 mm, including cutting of tiles, washing & cleaning the tile surface etc., complete as per standard specifications / approved drawings and as directed by engineer - in - charge. Contractor has to ensure protection of finished floor till handing over to the customer. NOTE: RATE TO EXCLUDE FOR GROUTING. | [12 empty] | 0 |  |  | Chunk_123_HEADER | HEADER |  | FLOORING_TILE | Glazed / Ceramic Tiles | 1:6 | 12mm thickness | Other Building Elements | ACTIVITY PRIORITY CONFIRMED: Fixing | STAGE_2_AI_VERIFIED_WITH_ACTIVITY_PRIORITY | 95.0% | AI_HEADER_VERIFICATION_ACTIVITY_PRIORITY |  |  | HEADER_VERIFICATION | {}
[14 empty] | 0 |  |  |  | EMPTY | [7 empty] | STAGE_1_EMPTY_ROW
N 32.1 | Tile Size : 300x600mm - Glazed / Ceramic tile Location : MBR toilet, common toilet & kids room toilet dado & at locations wherever directed by EIC. Basic rate : Rs.34/Sft | [12 empty] | 0 | Consider the dadoing ht. as 2.4m |  | Chunk_123 | LINE_ITEM |  | FLOORING_TILE | Glazed / Ceramic Tiles |  | 600mm thickness | Other Building Elements |  | STAGE_3_ENHANCED_INHERITANCE | 90.0% | ENHANCED_CONTEXT_INHERITANCE | True | False | INHERITED_WITH_MODIFICATION | {}
| Ground Floor to 5th floor |  |  | Sqm |  |  | 1499 | 1552 | 1664 |  | 4715 | 4715 | 974.88 | 4596559.2 |  |  | Chunk_123 | LINE_ITEM | Sqm | FLOORING_TILE | Glazed / Ceramic Tiles |  |  | Other Building Elements |  | STAGE_3_ENHANCED_INHERITANCE | 90.0% | ENHANCED_CONTEXT_INHERITANCE | True | False | INHERITED_NO_CHANGE | {}
| 6th floor to 10th floor |  |  | Sqm |  |  | 1395 | 1380 | 1560 |  | 4335 | 4335 | 974.88 | 4226104.8 |  |  | Chunk_123 | LINE_ITEM | Sqm | FLOORING_TILE | Glazed / Ceramic Tiles |  |  | Other Building Elements |  | STAGE_3_ENHANCED_INHERITANCE | 90.0% | ENHANCED_CONTEXT_INHERITANCE | True | False | INHERITED_NO_CHANGE | {}
| 11th floor to 15th floor |  |  | Sqm |  |  | 1395 | 1380 | 1560 |  | 4335 | 4335 | 974.88 | 4226104.8 |  |  | Chunk_123 | LINE_ITEM | Sqm | FLOORING_TILE | Glazed / Ceramic Tiles |  |  | Other Building Elements |  | STAGE_3_ENHANCED_INHERITANCE | 90.0% | ENHANCED_CONTEXT_INHERITANCE | True | False | INHERITED_NO_CHANGE | {}
| 16th floor to 20th floor |  |  | Sqm |  |  | 1116 | 1104 | 1508 |  | 3728 | 3728 | 974.88 | 3634352.64 |  |  | Chunk_123 | LINE_ITEM | Sqm | FLOORING_TILE | Glazed / Ceramic Tiles |  |  | Other Building Elements |  | STAGE_3_ENHANCED_INHERITANCE | 90.0% | ENHANCED_CONTEXT_INHERITANCE | True | False | INHERITED_NO_CHANGE | {}
| 21st floor to 25th floor |  |  | Sqm |  |  | 0 | 0 | 520 |  | 520 | 520 | 974.88 | 506937.6 |  |  | Chunk_123 | LINE_ITEM | Sqm | FLOORING_TILE | Glazed / Ceramic Tiles |  |  | Other Building Elements |  | STAGE_3_ENHANCED_INHERITANCE | 90.0% | ENHANCED_CONTEXT_INHERITANCE | True | False | INHERITED_NO_CHANGE | {}
| 26th floor to 27th floor |  |  | Sqm | [6 empty] | 0 | RO | #ERROR! | 0 |  |  | Chunk_123 | LINE_ITEM | Sqm | FLOORING_TILE | Glazed / Ceramic Tiles |  |  | Other Building Elements |  | STAGE_3_ENHANCED_INHERITANCE | 90.0% | ENHANCED_CONTEXT_INHERITANCE | True | False | INHERITED_NO_CHANGE | {}
[14 empty] | 0 |  |  |  | EMPTY | [7 empty] | STAGE_1_EMPTY_ROW
| Providing & grouting with EPOXY BASED GROUT of BAL-ENDURA / LATICRETE or equivalent ,etc., complete (quote for grouting works only). Location : MBR toilet, common toilet & kids room toilet dado & at locations wherever directed by EIC. |  |  | Sqm |  |  | 5405 | 5416 | 6812 |  | 17633 | 17633 | #ERROR! | #ERROR! |  |  | Chunk_123 | LINE_ITEM | Sqm | OTHERS | Epoxy Based Grout |  |  | Other Building Elements |  | STAGE_3_ENHANCED_INHERITANCE | 90.0% | ENHANCED_CONTEXT_INHERITANCE | False | False | OVERRIDE_NEW_ACTIVITY | {}
| Providing & grouting with CEMENT BASED GROUT of BAL-ENDURA / LATICRETE or equivalent ,etc., complete (quote for grouting works only). |  |  | Sqm | [6 empty] | 0 | RO | #ERROR! | 0 |  |  | Chunk_124_HEADER | HEADER |  | OTHERS | Cement Based Grout |  |  | Other Building Elements | ACTIVITY PRIORITY CONFIRMED: Grouting | STAGE_2_AI_VERIFIED_WITH_ACTIVITY_PRIORITY | 95.0% | AI_HEADER_VERIFICATION_ACTIVITY_PRIORITY |  |  | HEADER_VERIFICATION | {}
[14 empty] | 0 |  |  |  | EMPTY | [7 empty] | STAGE_1_EMPTY_ROW
N 33.2 | "Providing & laying vitrified tiles (SRI tiles) for flooring of approved make, colour and thickness laid over CM 1 : 6 (1 Cement: 6 M-sand) of minimum 20mm thk and to match the top of flooring as indicated in drawings and cement slurry @ 3.3 kg/ sqm, tamped, laid to required line & level, including cutting of tiles. Rate to include for providing & fixing of Tile Spacers of 3 mm thick , cleaned & washed with suitable effective cleaning agent or any suitable means as per instructions of EIC, covering to protect tile with 275 GSM # 2 mm thick Floor guard make or equivalent, joints to be taped, should remain intact till handing over, removed & disposed out of site after completion, etc., complete. NOTE: RATE TO EXCLUDE FOR GROUTING Basic rate of tile: Rs. 43/sft for SRI tiles. Size of tile: 300x300 mm Location : Terrace flooring & at locations wherever directed by EIC. |  |  | Sqm |  |  | 796 | 994 | 740 | 253 | 2783 | 2783 | 1277 | 3553891 | Schedule H indicates clay tiles, considered vit tiles as part of premiumization. Project head to note & confirm on the same |  | Chunk_125_HEADER | HEADER |  | FLOORING_TILE | Vitrified Tiles | 1 : 6 | 20mm thickness | Other Building Elements | ACTIVITY PRIORITY CORRECTED: Applied strict FLOORING_TILE schema. Material grade is the cement ratio; extracted dimensions are not applicable per schema. | STAGE_2_AI_VERIFIED_WITH_ACTIVITY_PRIORITY | 95.0% | AI_HEADER_VERIFICATION_ACTIVITY_PRIORITY |  |  | HEADER_VERIFICATION | {}
| Providing & grouting 6mm wide with CEMENT BASED Non Shrink free flow grout /GP2 of Fosroc or equivalent ,etc., complete (quote for grouting works only). |  |  | Sqm |  |  | 796 | 994 | 740 | 253 | 2783 | 2783 | 52 | 144716 |  |  | Chunk_126_HEADER | HEADER |  | OTHERS | Cement Based Grout |  |  | Other Building Elements | ACTIVITY PRIORITY CONFIRMED: Grouting | STAGE_2_AI_VERIFIED_WITH_ACTIVITY_PRIORITY | 95.0% | AI_HEADER_VERIFICATION_ACTIVITY_PRIORITY |  |  | HEADER_VERIFICATION | {}
| Providing & grouting 6 mm wide with EPOXY BASED GROUT of BAL-ENDURA / LATICRETE or equivalent etc., complete (quote for grouting works only). |  |  | Sqm | [6 empty] | 0 | RO |  | 0 |  |  | Chunk_127_HEADER | HEADER |  | OTHERS | Epoxy Based Grout |  |  | Other Building Elements | ACTIVITY PRIORITY CONFIRMED: Grouting | STAGE_2_AI_VERIFIED_WITH_ACTIVITY_PRIORITY | 95.0% | AI_HEADER_VERIFICATION_ACTIVITY_PRIORITY |  |  | HEADER_VERIFICATION | {}
[14 empty] | 0 |  |  |  | EMPTY | [7 empty] | STAGE_1_EMPTY_ROW
N 33 | Alternate item for Terrace clay tiles: Providing and laying pressed clay tiles over CM 1 : 6 (1 Cement: 6 M-sand) of minimum 20mm thk and to match the top of flooring as indicated in drawings over which cement slurry/ paste @ 3.3 kg / sqm on terraces to required line, level & slope with including providing 6 mm tile spacers, curing, cleaning, lead & lift etc., complete. Tile size - 9" x 9" - 18 mm thk or 5" x 10" - 15-16mm thk NOTE: RATE TO EXCLUDE FOR GROUTING. | [12 empty] | 0 |  |  | Chunk_128_HEADER | HEADER |  | FLOORING_TILE | Pressed Clay Tiles | 1 : 6 | 20mm thickness | Other Building Elements | ACTIVITY PRIORITY CORRECTED: Applied strict FLOORING_TILE schema. Material grade is the cement ratio; extracted dimensions are not applicable per schema. | STAGE_2_AI_VERIFIED_WITH_ACTIVITY_PRIORITY | 95.0% | AI_HEADER_VERIFICATION_ACTIVITY_PRIORITY |  |  | HEADER_VERIFICATION | {}
N 33.1 | Basic Rate : Rs.20/Sft Location : Terrace flooring & at locations wherever directed by EIC. |  |  | Sqm |  |  | 0 | 0 | 0 |  | 0 | RO |  | 0 | Project head to confirm lineitem required or not |  | Chunk_128 | LINE_ITEM | Sqm | FLOORING_TILE | Pressed Clay Tiles |  |  | Other Building Elements |  | STAGE_3_ENHANCED_INHERITANCE | 90.0% | ENHANCED_CONTEXT_INHERITANCE | True | False | INHERITED_NO_CHANGE | {}
| Providing & grouting 6mm wide with CEMENT BASED Non Shrink free flow grout /GP2 of Fosroc or equivalent ,etc., complete (quote for grouting works only). |  |  | Sqm |  |  | 0 | 0 | 0 |  | 0 | RO |  | 0 |  |  | Chunk_129_HEADER | HEADER |  | OTHERS | Cement Based Grout |  |  | Other Building Elements | ACTIVITY PRIORITY CONFIRMED: Grouting | STAGE_2_AI_VERIFIED_WITH_ACTIVITY_PRIORITY | 95.0% | AI_HEADER_VERIFICATION_ACTIVITY_PRIORITY |  |  | HEADER_VERIFICATION | {}
| Providing & grouting 6 mm wide with EPOXY BASED GROUT of BAL-ENDURA / LATICRETE or equivalent etc., complete (quote for grouting works only). |  |  | Sqm | [6 empty] | 0 | RO |  | 0 |  |  | Chunk_130_HEADER | HEADER |  | OTHERS | Epoxy Based Grout |  |  | Other Building Elements | ACTIVITY PRIORITY CONFIRMED: Grouting | STAGE_2_AI_VERIFIED_WITH_ACTIVITY_PRIORITY | 95.0% | AI_HEADER_VERIFICATION_ACTIVITY_PRIORITY |  |  | HEADER_VERIFICATION | {}
N 34 | Providing & Fixing of clay tile skirting 115 mm high, as per instructions of EIC, laid with CM1:3 (1 Cement: 3 M-sand) of 12mm thk including providing and fixing Tile spacers of 6 mm, providing & grouting with cement based grout of BAL-ENDURA / LATICRETE or equivalent, including cutting of tiles as required, cutting of Tiles as required, including necessary lead and lift., etc. complete. Tile size 9" x 9" - 18 mm thk or 5" x 10" - 15-16mm thk | [12 empty] | 0 |  |  | Chunk_131_HEADER | HEADER |  | FLOORING_TILE | Clay Tiles | 1:3 | 115mm thickness | Other Building Elements | ACTIVITY PRIORITY CONFIRMED: Fixing Tiles | STAGE_2_AI_VERIFIED_WITH_ACTIVITY_PRIORITY | 95.0% | AI_HEADER_VERIFICATION_ACTIVITY_PRIORITY |  |  | HEADER_VERIFICATION | {}
N 34.1 | Basic Rate : Rs.20/Sft Location : Terrace flooring & at locations wherever directed by EIC. |  |  | Rmt | [6 empty] | 0 | RO |  | 0 | Considered for the Terrace area & also the perimeter of the shafts. |  | Chunk_131 | LINE_ITEM | Rmt | OTHERS | N/A |  |  | Other Building Elements |  | STAGE_3_ENHANCED_INHERITANCE | 90.0% | ENHANCED_CONTEXT_INHERITANCE | False | False | OVERRIDE_UNIT_CONTRADICTION | {}
N 35 | Same as above N35 but using full tile size for skirting Note: Mode of measurement considered in Sqm. |  |  | Sqm | [6 empty] | 0 | RO |  | 0 |  |  | Chunk_131 | LINE_ITEM | Sqm | FLOORING_TILE | Clay Tiles |  |  | Other Building Elements |  | STAGE_3_ENHANCED_INHERITANCE | 90.0% | ENHANCED_CONTEXT_INHERITANCE | True | False | INHERITED_WITH_MODIFICATION | {}
N 35.1 | Same as above LI N35, but using full ht tile for skirting with Vitrified tiles (SRI tiles) of Size : 300x300mm Location : Terrace Floor skirting & at locations wherever directed by EIC. Basic rate of tile: Rs. 43/sft for SRI tiles. Note: Mode of measurement considered in Sqm. |  |  | Sqm |  |  | 109 | 116 | 95 | 80 | 400 | 400 | 1385 | 554000 |  |  | Chunk_131 | LINE_ITEM | Sqm | FLOORING_TILE | Vitrified tiles (SRI tiles) |  | 300mm thickness | Other Building Elements |  | STAGE_3_ENHANCED_INHERITANCE | 90.0% | ENHANCED_CONTEXT_INHERITANCE | True | False | INHERITED_WITH_MODIFICATION | {}
[14 empty] | 0 |  |  |  | EMPTY | [7 empty] | STAGE_1_EMPTY_ROW
N36 | Cutting grooves of size 6mm x 12mm in clay tile flooring at every 6m interval in both the directions at terrace locations, providing and filling the groove with polyurethane sealant 'SU10 of Ardex Endura' or polysulphide sealant 'Thioflex 600 of FOSROC' or equivalent make including providing and applying suitable primer as per manufacturer's specification. Rate to include for removal of debris, cleaning of the groove before filling, inserting backer rod of required size etc. complete as per standard specifications / approved drawings and as directed by EIC. | [12 empty] | 0 |  |  | Chunk_131 | LINE_ITEM |  | OTHERS | Polyurethane/Polysulphide Sealant |  |  | Other Building Elements |  | STAGE_3_ENHANCED_INHERITANCE | 90.0% | ENHANCED_CONTEXT_INHERITANCE | False | False | OVERRIDE_NEW_ACTIVITY | {}
N 36.1 | Location : Terrace flooring & at locations wherever directed by EIC. |  |  | Rmt |  |  | 183.996 | 262 | 196 | 0 | 641.996 | 641.996 | 205 | 131609.18 | Considered for the Terrace area in all the floors with intervals in both the directions |  | Chunk_131 | LINE_ITEM | Rmt | FLOORING_TILE | Clay Tiles |  |  | Other Building Elements |  | STAGE_3_ENHANCED_INHERITANCE | 90.0% | ENHANCED_CONTEXT_INHERITANCE | True | False | INHERITED_WITH_MODIFICATION | {}
[14 empty] | 0 |  |  |  | EMPTY | [7 empty] | STAGE_1_EMPTY_ROW
N 37 | Providing and spreading 25mm thick average POP after clearing the laitance and debris over granite flooring POP should remain intact till handing over, removed & disposed out of site after completion, etc., complete Location : At locations wherever directed by EIC. |  |  | Sqm |  |  | 580 | 736 | 740 | 0 | 2056 | 2056 | 100 | 205600 | Considered Flooring, skirting, ramp, entry staircase for granite flooring |  | Chunk_131 | LINE_ITEM | Sqm | PLASTERING_WORK | Plaster of Paris (POP) |  | 25mm thickness | Other Building Elements |  | STAGE_3_ENHANCED_INHERITANCE | 90.0% | ENHANCED_CONTEXT_INHERITANCE | False | False | OVERRIDE_NEW_ACTIVITY | {}
[14 empty] | 0 |  |  |  | EMPTY | [7 empty] | STAGE_1_EMPTY_ROW
N 38 | Providing & Fixing of PVC beading for corners of tile dado of Arpita or equivalent make of approved shade fixed to proper line & level at locations as shown in the drg and as per directions of EIC, etc., complete. External round edge PVC tile beading. | [12 empty] | 0 |  |  | Chunk_131 | LINE_ITEM |  | OTHERS | PVC Beading |  |  | Facades |  | STAGE_3_ENHANCED_INHERITANCE | 90.0% | ENHANCED_CONTEXT_INHERITANCE | False | False | OVERRIDE_NEW_ACTIVITY | {}
N 38.1 | Location : unit Toilets , Ledge wall & at locations wherever directed by EIC. |  |  | Rmt |  |  | 2415 | 2383 | 2727 | 0 | 7525 | 7525 | 92 | 692300 | Considered for the Ledge wall sides &Wall dadoing corner in the Toilet |  | Chunk_131 | LINE_ITEM | Rmt | FLOORING_TILE | Clay Tiles |  |  | Other Building Elements |  | STAGE_3_ENHANCED_INHERITANCE | 90.0% | ENHANCED_CONTEXT_INHERITANCE | True | False | INHERITED_WITH_MODIFICATION | {}
[14 empty] | 0 |  |  |  | EMPTY | [7 empty] | STAGE_1_EMPTY_ROW
N 39 | Providing and laying 200 micron thick PU floor coating FLORTHANE of Apurva or any other approved equivalent make based on polyurethane resin. FLORTHANE combines superior chemical and abrasion resistance with excellent adhesion, colour retention and weather ability. The system Pack components are pre-weighed for optimum performance. The surface to be coated, should be free from loose particles, rust, oils, grease, or earlier coatings and should be thoroughly dry, prime the surface with water based primer coat FLORPRIME WB or any other equivalent make. Followed by FLORTHANE smooth roller finished coats with 2 coats in approved colour. all as per manufacturer specification, drawings and as directed by engineer-in-charge. | [12 empty] | 0 |  |  | Chunk_132_HEADER | HEADER |  | PAINTING_FINISHING | Polyurethane Floor Coating | Two coats |  | Other Building Elements | ACTIVITY PRIORITY CONFIRMED: Applying Coating | STAGE_2_AI_VERIFIED_WITH_ACTIVITY_PRIORITY | 95.0% | AI_HEADER_VERIFICATION_ACTIVITY_PRIORITY |  |  | HEADER_VERIFICATION | {}
N 39.1 | Location: Pump rooms of STP & UG SUMP & at locations as directed by EIC. |  |  | Sqm | 41 | [5 empty] | 0 | 41 | 700 | 28700 | Pump room flooring |  | Chunk_132 | LINE_ITEM | Sqm | PAINTING_FINISHING | Polyurethane Floor Coating |  |  | Other Building Elements |  | STAGE_3_ENHANCED_INHERITANCE | 90.0% | ENHANCED_CONTEXT_INHERITANCE | True | False | INHERITED_NO_CHANGE | {}
[14 empty] | 0 |  |  |  | EMPTY | [7 empty] | STAGE_1_EMPTY_ROW
| SUB TOTAL OF FLOORING WORKS | [12 empty] | 22500875.22 |  |  | Chunk_132 | LINE_ITEM |  | FLOORING_TILE | N/A |  |  | Other Building Elements |  | STAGE_3_ENHANCED_INHERITANCE | 90.0% | ENHANCED_CONTEXT_INHERITANCE | False | False | OVERRIDE_NEW_ACTIVITY | {}
P | PAINTING WORKS | [15 empty] | Chunk_132 | LINE_ITEM |  | PAINTING_FINISHING | Polyurethane Floor Coating |  |  | Other Building Elements |  | STAGE_3_ENHANCED_INHERITANCE | 90.0% | ENHANCED_CONTEXT_INHERITANCE | True | False | INHERITED_NO_CHANGE | {}
| PREMABLE : (i) Flat surface area will be measured for payment for all types of painting. No additional coefficient will be considered for painting over uneven surface unless otherwise specified. (ii) Paints with low VOC to be used for all painting works. (iii) Providing and fixing of Masking tape before commencement of painting works, to be taped at the junction of doors, windows, electrical boxes and at locations wherever directed by EIC including removal of the same. (iv) Providing and covering of Flooring works and at locations wherever directed by EIC ,with suitable protection material before commencement of painting and including removal of the same. | [15 empty] | Chunk_132 | LINE_ITEM |  | PAINTING_FINISHING | Polyurethane Floor Coating |  |  | Building Installations |  | STAGE_3_ENHANCED_INHERITANCE | 90.0% | ENHANCED_CONTEXT_INHERITANCE | True | False | INHERITED_WITH_MODIFICATION | {}
P 1 | Providing and applying one coat Scratch texture of approved finish and two coats of premium range exterior grade emulsion of approved colour and make over the surface get even shade and finish surface with necessary cleaning, removal of all loose cement, dead mortars, lime, laitance, preparation of surface, as per approved sample and all as per the directions of EIC etc., complete. RATE TO INCLUDE FOR MS SCAFFOLDING |  |  | Sqm | 0 | 0 | 0 | 0 | 0 | 0 | 0 | RO | #ERROR! | 0 |  |  | Chunk_133_HEADER | HEADER |  | PAINTING_FINISHING | Exterior Grade Emulsion Paint | Two coats |  | Facades | ACTIVITY PRIORITY CONFIRMED: Applying Paint | STAGE_2_AI_VERIFIED_WITH_ACTIVITY_PRIORITY | 95.0% | AI_HEADER_VERIFICATION_ACTIVITY_PRIORITY |  |  | HEADER_VERIFICATION | {}
[14 empty] | 0 |  |  |  | EMPTY | [7 empty] | STAGE_1_EMPTY_ROW
P 2 | Providing and applying one coat of scratch texture of approved / desired finish, two coats of exterior grade emulsion of approved colour and make including one coat of primer and one coat of coarse putty over external wall to get even finish surface, as per approved sample and all as per the directions of EIC including for necessary cleaning & preparation of surface, removal of all loose cement, dead mortars, lime, laitance, etc. Rate including the cost of all materials, labour, equipment and machinery, work at all levels, leads and lifts, loading and unloading, transportation and all other incidental charges etc., complete. RATE TO INCLUDE FOR MS SCAFFOLDING Location: External walls & at locations wherever directed by EIC. | [10 empty] | RO | #ERROR! | 0 |  |  | Chunk_134_HEADER | HEADER |  | PAINTING_FINISHING | Exterior Grade Emulsion Paint | Two coats |  | Facades | ACTIVITY PRIORITY CONFIRMED: Applying Paint | STAGE_2_AI_VERIFIED_WITH_ACTIVITY_PRIORITY | 95.0% | AI_HEADER_VERIFICATION_ACTIVITY_PRIORITY |  |  | HEADER_VERIFICATION | {}
P 2.1 | Ground floor lvl to to Terrace floor - Elevation walls including window boxing & projections |  |  | Sqm | 0 | 0 | 11153 | 16492 | 14121 | 2906 | 44672 | 44672 | #ERROR! | #ERROR! |  |  | Chunk_134 | LINE_ITEM | Sqm | PAINTING_FINISHING | Exterior Grade Emulsion Paint |  |  | Other Building Elements |  | STAGE_3_ENHANCED_INHERITANCE | 90.0% | ENHANCED_CONTEXT_INHERITANCE | True | False | INHERITED_NO_CHANGE | {}
P 2.2 | Locations -GF Terrace, Refugee Terrace & Main Terrace external paint - parapet wall (exposed side) & at locations wherever directed by EIC. |  |  | Sqm | 0 | 0 | 2137 | 2319 | 2291 | 0 | 6747 | 6747 | #ERROR! | #ERROR! |  |  | Chunk_134 | LINE_ITEM | Sqm | PAINTING_FINISHING | Exterior Grade Emulsion Paint |  |  | Facades |  | STAGE_3_ENHANCED_INHERITANCE | 90.0% | ENHANCED_CONTEXT_INHERITANCE | True | False | INHERITED_NO_CHANGE | {}
[14 empty] | 0 |  |  |  | EMPTY | [7 empty] | STAGE_1_EMPTY_ROW
P 3 | Providing, erecting & removal of MS scaffolding for Item no. P1 at all levels with all necessary labours, lead, lift and safety measure, etc., complete. Note: Actual area of scaffolding will be measured for payment. |  |  | Sqm | 0 | 0 | 0 | 0 | 0 | 0 | 0 | RO |  | 0 | Rate is already included in the specfication of item no P1 |  | Chunk_134 | LINE_ITEM | Sqm | OTHERS | MS Scaffolding |  |  | Other Building Elements |  | STAGE_3_ENHANCED_INHERITANCE | 90.0% | ENHANCED_CONTEXT_INHERITANCE | False | False | OVERRIDE_NEW_ACTIVITY | {}
P 4 | Providing, erecting and removing gandola scaffolding for Item no. P1 at all levels with all necessary labours, lead, lift and safety measure, etc., complete. Note: Area of painting will be measured for payment. |  |  | Sqm | 0 | 0 | 0 | 0 | 0 | 0 | 0 | RO |  | 0 | Rate is already included in the specfication of item no P1 |  | Chunk_134 | LINE_ITEM | Sqm | OTHERS | Gandola Scaffolding |  |  | Other Building Elements |  | STAGE_3_ENHANCED_INHERITANCE | 90.0% | ENHANCED_CONTEXT_INHERITANCE | False | False | OVERRIDE_NEW_ACTIVITY | {}
P 4.1 | Providing, erecting and removing Spider kit suspended scaffolding for Item no. P1 at all levels with all necessary labours, lead, lift and safety measure, etc., complete. Note: Area of painting will be measured for payment. |  |  | Sqm | 0 | 0 | 0 | 0 | 0 | 0 | 0 | RO |  | 0 | Rate is already included in the specfication of item no P1 |  | Chunk_134 | LINE_ITEM | Sqm | OTHERS | Spider Kit Suspended Scaffolding |  |  | Other Building Elements |  | STAGE_3_ENHANCED_INHERITANCE | 90.0% | ENHANCED_CONTEXT_INHERITANCE | False | False | OVERRIDE_NEW_ACTIVITY | {}
[14 empty] | 0 |  |  |  | EMPTY | [7 empty] | STAGE_1_EMPTY_ROW
P 5 | Providing & painting two coats of exterior grade emulsion paint of approved / desired finish, colour & shade to external surfaces including one coat of primer and one coat of exterior grade putty including necessary scaffolding, cleaning of paint stains where ever necessary etc., complete Rate including the cost of all materials, labour, equipment and machinery, work at all levels, leads and lifts, loading and unloading, transportation and all other incidental charges etc., complete. | [5 empty] | 776 | [6 empty] | 0 |  |  | Chunk_135_HEADER | HEADER |  | PAINTING_FINISHING | Exterior Grade Emulsion Paint | Two coats |  | Facades | ACTIVITY PRIORITY CONFIRMED: Painting | STAGE_2_AI_VERIFIED_WITH_ACTIVITY_PRIORITY | 95.0% | AI_HEADER_VERIFICATION_ACTIVITY_PRIORITY |  |  | HEADER_VERIFICATION | {}
P 5.1 | Location: Chejjas / Window projections / balcony Door Projection painting at all levels & at locations wherever directed by EIC. |  |  | Sqm | 0 | 0 | 510 | 492 | 230 |  | 1232 | 1232 | #ERROR! | #ERROR! |  |  | Chunk_135 | LINE_ITEM | Sqm | PAINTING_FINISHING | Exterior Grade Emulsion Paint |  |  | Other Building Elements |  | STAGE_3_ENHANCED_INHERITANCE | 90.0% | ENHANCED_CONTEXT_INHERITANCE | True | False | INHERITED_NO_CHANGE | {}
P 5.2 | Location: Ground - Shear Wall, Stilt floor lobby outer walls, electric room outer walls, Stilt - ceiling (excluding staircase, service area & lobby ceiling) & at locations wherever directed by EIC. |  |  | Sqm | 0 | 0 | 950 | 1077 | 699 |  | 2726 | 2726 | #ERROR! | #ERROR! |  |  | Chunk_135 | LINE_ITEM | Sqm | PAINTING_FINISHING | Exterior Grade Emulsion Paint |  |  | Other Building Elements |  | STAGE_3_ENHANCED_INHERITANCE | 90.0% | ENHANCED_CONTEXT_INHERITANCE | True | False | INHERITED_NO_CHANGE | {}
P 5.3 | Location: Open space between towers (which is not exposed directly) / Skylight / OTS inner face walls & at locations wherever directed by EIC. |  |  | Sqm | 0 | 0 | 6819 | 5432 | 8699 |  | 20950 | 20950 | #ERROR! | #ERROR! |  |  | Chunk_135 | LINE_ITEM | Sqm | PAINTING_FINISHING | Exterior Grade Emulsion Paint |  |  | Other Building Elements |  | STAGE_3_ENHANCED_INHERITANCE | 90.0% | ENHANCED_CONTEXT_INHERITANCE | True | False | INHERITED_NO_CHANGE | {}
P 5.4 | Location: Inner wall of Parapet wall, duct outer walls(facing towards inner side), SHR (facing towards inner side) & OHT (Outer walls) & at locations wherever directed by EIC. |  |  | Sqm | 0 | 0 | 429 | 441 | 400 | 137 | 1407 | 1407 | #ERROR! | #ERROR! |  |  | Chunk_135 | LINE_ITEM | Sqm | PAINTING_FINISHING | Exterior Grade Emulsion Paint |  |  | Other Building Elements |  | STAGE_3_ENHANCED_INHERITANCE | 90.0% | ENHANCED_CONTEXT_INHERITANCE | True | False | INHERITED_NO_CHANGE | {}
P 6 | Providing & painting two coat of exterior grade emulsion paint of approved / desired finish, colour & shade to external surfaces including one coat of primer including necessary scaffolding, cleaning of paint stains where ever necessary etc., complete Rate including the cost of all materials, labour, equipment and machinery, work at all levels, leads and lifts, loading and unloading, transportation and all other incidental charges etc., complete. Location: At locations wherever directed by EIC. |  |  | Sqm | 0 | 0 | 0 | 0 | 0 | 0 | 0 | RO | #ERROR! | 0 |  |  | Chunk_136_HEADER | HEADER |  | PAINTING_FINISHING | Exterior Grade Emulsion Paint | Two coats |  | Facades | ACTIVITY PRIORITY CONFIRMED: Painting | STAGE_2_AI_VERIFIED_WITH_ACTIVITY_PRIORITY | 95.0% | AI_HEADER_VERIFICATION_ACTIVITY_PRIORITY |  |  | HEADER_VERIFICATION | {}
[14 empty] | 0 |  |  |  | EMPTY | [7 empty] | STAGE_1_EMPTY_ROW
P 7 | Providing and applying two coats of Interior grade Premium acrylic emulsion paint of approved make and colour as per manufacturer's specifications, to get an approved / desired finish and shade, including one coat primer and and two coat of fine putty, including necessary sand papering & preparation of surface, Cleaning after completion, MS scaffolding wherever required, etc., complete, and as directed by engineer-in-charge. NOTE: The putty applied should be of minimum of 5mm thick and should cover all the undulations to form a smooth and even surface. | [12 empty] | 0 |  |  | Chunk_137_HEADER | HEADER |  | PAINTING_FINISHING | Interior Grade Premium Acrylic Emulsion Paint | Two coats |  | Other Building Elements | ACTIVITY PRIORITY CONFIRMED: Applying paint | STAGE_2_AI_VERIFIED_WITH_ACTIVITY_PRIORITY | 95.0% | AI_HEADER_VERIFICATION_ACTIVITY_PRIORITY |  |  | HEADER_VERIFICATION | {}
P 7.1 | Location: Apartment units(foyer, living, dining, study, all bedrooms, kitchen, utility & family) internal wall painting & at locations wherever directed by EIC. | [12 empty] | 0 |  |  | Chunk_137 | LINE_ITEM |  | PAINTING_FINISHING | Interior Grade Premium Acrylic Emulsion Paint |  |  | Non-loadbearing Items |  | STAGE_3_ENHANCED_INHERITANCE | 90.0% | ENHANCED_CONTEXT_INHERITANCE | True | False | INHERITED_WITH_MODIFICATION | {}
| Basement-2 floor lvl to Ground floor |  |  | Sqm | 0 | 0 | 0 | 0 | 0 | 0 | 0 | RO | #ERROR! | 0 |  |  | Chunk_137 | LINE_ITEM | Sqm | PAINTING_FINISHING | Interior Grade Premium Acrylic Emulsion Paint |  |  | Foundations (Substructure) |  | STAGE_3_ENHANCED_INHERITANCE | 90.0% | ENHANCED_CONTEXT_INHERITANCE | True | False | INHERITED_NO_CHANGE | {}
| Ground Floor to 5th floor |  |  | Sqm | 0 | 0 | 7690 | 9929 | 7542 | 0 | 25161 | 25161 | #ERROR! | #ERROR! |  |  | Chunk_137 | LINE_ITEM | Sqm | PAINTING_FINISHING | Interior Grade Premium Acrylic Emulsion Paint |  |  | Other Building Elements |  | STAGE_3_ENHANCED_INHERITANCE | 90.0% | ENHANCED_CONTEXT_INHERITANCE | True | False | INHERITED_NO_CHANGE | {}
| 6th floor to 10th floor |  |  | Sqm | 0 | 0 | 7185 | 8810 | 7070 | 0 | 23065 | 23065 | #ERROR! | #ERROR! |  |  | Chunk_137 | LINE_ITEM | Sqm | PAINTING_FINISHING | Interior Grade Premium Acrylic Emulsion Paint |  |  | Other Building Elements |  | STAGE_3_ENHANCED_INHERITANCE | 90.0% | ENHANCED_CONTEXT_INHERITANCE | True | False | INHERITED_NO_CHANGE | {}
| 11th floor to 15th floor |  |  | Sqm | 0 | 0 | 7185 | 8810 | 7070 | 0 | 23065 | 23065 | #ERROR! | #ERROR! |  |  | Chunk_137 | LINE_ITEM | Sqm | PAINTING_FINISHING | Interior Grade Premium Acrylic Emulsion Paint |  |  | Other Building Elements |  | STAGE_3_ENHANCED_INHERITANCE | 90.0% | ENHANCED_CONTEXT_INHERITANCE | True | False | INHERITED_NO_CHANGE | {}
| 16th floor to 20th floor |  |  | Sqm | 0 | 0 | 5748 | 7048 | 6835 | 0 | 19631 | 19631 | #ERROR! | #ERROR! |  |  | Chunk_137 | LINE_ITEM | Sqm | PAINTING_FINISHING | Interior Grade Premium Acrylic Emulsion Paint |  |  | Other Building Elements |  | STAGE_3_ENHANCED_INHERITANCE | 90.0% | ENHANCED_CONTEXT_INHERITANCE | True | False | INHERITED_NO_CHANGE | {}
| 21st floor to 22nd floor |  |  | Sqm | 0 | 0 | 0 | 0 | 2358 | 0 | 2358 | 2358 | #ERROR! | #ERROR! |  |  | Chunk_137 | LINE_ITEM | Sqm | PAINTING_FINISHING | Interior Grade Premium Acrylic Emulsion Paint |  |  | Other Building Elements |  | STAGE_3_ENHANCED_INHERITANCE | 90.0% | ENHANCED_CONTEXT_INHERITANCE | True | False | INHERITED_NO_CHANGE | {}
P 7.2 | Location: Apartment unit (foyer, living, dining, study, all bedrooms, kitchen, utility & family) internal ceiling painting & at locations wherever directed by EIC. | [12 empty] | 0 |  |  | Chunk_137 | LINE_ITEM |  | PAINTING_FINISHING | Interior Grade Premium Acrylic Emulsion Paint |  |  | Other Building Elements |  | STAGE_3_ENHANCED_INHERITANCE | 90.0% | ENHANCED_CONTEXT_INHERITANCE | True | False | INHERITED_WITH_MODIFICATION | {}
| Basement-2 floor lvl to Ground floor |  |  | Sqm | 0 | 0 | 0 | 0 | 0 | 0 | 0 | RO | #ERROR! | 0 |  |  | Chunk_137 | LINE_ITEM | Sqm | PAINTING_FINISHING | Interior Grade Premium Acrylic Emulsion Paint |  |  | Foundations (Substructure) |  | STAGE_3_ENHANCED_INHERITANCE | 90.0% | ENHANCED_CONTEXT_INHERITANCE | True | False | INHERITED_NO_CHANGE | {}
| Ground Floor to 5th floor |  |  | Sqm | 0 | 0 | 2450 | 3519 | 2774 | 0 | 8743 | 8743 | #ERROR! | #ERROR! |  |  | Chunk_137 | LINE_ITEM | Sqm | PAINTING_FINISHING | Interior Grade Premium Acrylic Emulsion Paint |  |  | Other Building Elements |  | STAGE_3_ENHANCED_INHERITANCE | 90.0% | ENHANCED_CONTEXT_INHERITANCE | True | False | INHERITED_NO_CHANGE | {}
| 6th floor to 10th floor |  |  | Sqm | 0 | 0 | 2280 | 3120 | 2600 | 0 | 8000 | 8000 | #ERROR! | #ERROR! |  |  | Chunk_137 | LINE_ITEM | Sqm | PAINTING_FINISHING | Interior Grade Premium Acrylic Emulsion Paint |  |  | Other Building Elements |  | STAGE_3_ENHANCED_INHERITANCE | 90.0% | ENHANCED_CONTEXT_INHERITANCE | True | False | INHERITED_NO_CHANGE | {}
| 11th floor to 15th floor |  |  | Sqm | 0 | 0 | 2280 | 3120 | 2600 | 0 | 8000 | 8000 | #ERROR! | #ERROR! |  |  | Chunk_137 | LINE_ITEM | Sqm | PAINTING_FINISHING | Interior Grade Premium Acrylic Emulsion Paint |  |  | Other Building Elements |  | STAGE_3_ENHANCED_INHERITANCE | 90.0% | ENHANCED_CONTEXT_INHERITANCE | True | False | INHERITED_NO_CHANGE | {}
| 16th floor to 20th floor |  |  | Sqm | 0 | 0 | 1824 | 2496 | 2514 | 0 | 6834 | 6834 | #ERROR! | #ERROR! |  |  | Chunk_137 | LINE_ITEM | Sqm | PAINTING_FINISHING | Interior Grade Premium Acrylic Emulsion Paint |  |  | Other Building Elements |  | STAGE_3_ENHANCED_INHERITANCE | 90.0% | ENHANCED_CONTEXT_INHERITANCE | True | False | INHERITED_NO_CHANGE | {}
| 21st floor to 22nd floor |  |  | Sqm | 0 | 0 | 0 | 0 | 868 | 0 | 868 | 868 | #ERROR! | #ERROR! |  |  | Chunk_137 | LINE_ITEM | Sqm | PAINTING_FINISHING | Interior Grade Premium Acrylic Emulsion Paint |  |  | Other Building Elements |  | STAGE_3_ENHANCED_INHERITANCE | 90.0% | ENHANCED_CONTEXT_INHERITANCE | True | False | INHERITED_NO_CHANGE | {}
[14 empty] | 0 |  |  |  | EMPTY | [7 empty] | STAGE_1_EMPTY_ROW
P 8 | Providing and applying two coats of Interior grade Acrylic emulsion paint of approved make and colour as per manufacturer's specifications, to get an approved / desired finish and shade, including one coat primer and two coat of coarse putty and two coat of fine putty, including necessary sand papering & preparation of surface, Cleaning after completion, MS scaffolding wherever required, etc., complete, and as directed by engineer-in-charge. NOTE: The putty applied should be of minimum of 5mm thick and should cover all the undulations to form a smooth and even surface. | [12 empty] | 0 |  |  | Chunk_138_HEADER | HEADER |  | PAINTING_FINISHING | Interior Grade Acrylic Emulsion Paint | Two coats |  | Other Building Elements | ACTIVITY PRIORITY CONFIRMED: Applying paint | STAGE_2_AI_VERIFIED_WITH_ACTIVITY_PRIORITY | 95.0% | AI_HEADER_VERIFICATION_ACTIVITY_PRIORITY |  |  | HEADER_VERIFICATION | {}
P 8.1 | For Lobby & corridor walls beyond 1.20m height and at locations wherever directed by EIC. | [12 empty] | 0 |  |  | Chunk_138 | LINE_ITEM |  | PAINTING_FINISHING | Interior Grade Acrylic Emulsion Paint |  |  | Other Building Elements |  | STAGE_3_ENHANCED_INHERITANCE | 90.0% | ENHANCED_CONTEXT_INHERITANCE | True | False | INHERITED_NO_CHANGE | {}
| Basement-2 floor lvl to Ground floor |  |  | Sqm | 0 | 0 | 123 | 124 | 128 |  | 375 | 375 | #ERROR! | #ERROR! |  |  | Chunk_138 | LINE_ITEM | Sqm | PAINTING_FINISHING | Interior Grade Acrylic Emulsion Paint |  |  | Foundations (Substructure) |  | STAGE_3_ENHANCED_INHERITANCE | 90.0% | ENHANCED_CONTEXT_INHERITANCE | True | False | INHERITED_NO_CHANGE | {}
| Ground Floor to 5th floor |  |  | Sqm | 0 | 0 | 820 | 1028 | 731 |  | 2579 | 2579 | #ERROR! | #ERROR! |  |  | Chunk_138 | LINE_ITEM | Sqm | PAINTING_FINISHING | Interior Grade Acrylic Emulsion Paint |  |  | Other Building Elements |  | STAGE_3_ENHANCED_INHERITANCE | 90.0% | ENHANCED_CONTEXT_INHERITANCE | True | False | INHERITED_NO_CHANGE | {}
| 6th floor to 10th floor |  |  | Sqm | 0 | 0 | 715 | 870 | 600 |  | 2185 | 2185 | #ERROR! | #ERROR! |  |  | Chunk_138 | LINE_ITEM | Sqm | PAINTING_FINISHING | Interior Grade Acrylic Emulsion Paint |  |  | Other Building Elements |  | STAGE_3_ENHANCED_INHERITANCE | 90.0% | ENHANCED_CONTEXT_INHERITANCE | True | False | INHERITED_NO_CHANGE | {}
| 11th floor to 15th floor |  |  | Sqm | 0 | 0 | 715 | 870 | 600 |  | 2185 | 2185 | #ERROR! | #ERROR! |  |  | Chunk_138 | LINE_ITEM | Sqm | PAINTING_FINISHING | Interior Grade Acrylic Emulsion Paint |  |  | Other Building Elements |  | STAGE_3_ENHANCED_INHERITANCE | 90.0% | ENHANCED_CONTEXT_INHERITANCE | True | False | INHERITED_NO_CHANGE | {}
| 16th floor to 20th floor |  |  | Sqm | 0 | 0 | 572 | 696 | 600 |  | 1868 | 1868 | #ERROR! | #ERROR! |  |  | Chunk_138 | LINE_ITEM | Sqm | PAINTING_FINISHING | Interior Grade Acrylic Emulsion Paint |  |  | Other Building Elements |  | STAGE_3_ENHANCED_INHERITANCE | 90.0% | ENHANCED_CONTEXT_INHERITANCE | True | False | INHERITED_NO_CHANGE | {}
| 21st floor to 22nd floor |  |  | Sqm | 0 | 0 | 0 | 0 | 240 |  | 240 | 240 | #ERROR! | #ERROR! |  |  | Chunk_138 | LINE_ITEM | Sqm | PAINTING_FINISHING | Interior Grade Acrylic Emulsion Paint |  |  | Other Building Elements |  | STAGE_3_ENHANCED_INHERITANCE | 90.0% | ENHANCED_CONTEXT_INHERITANCE | True | False | INHERITED_NO_CHANGE | {}
P 8.2 | For Lobby & corridor ceiling and at locations wherever directed by EIC. | [12 empty] | 0 |  |  | Chunk_138 | LINE_ITEM |  | PAINTING_FINISHING | Interior Grade Acrylic Emulsion Paint |  |  | Other Building Elements |  | STAGE_3_ENHANCED_INHERITANCE | 90.0% | ENHANCED_CONTEXT_INHERITANCE | True | False | INHERITED_NO_CHANGE | {}
| Basement-2 floor lvl to Ground floor |  |  | Sqm | 0 | 0 | 79 | 85 | 89 |  | 253 | 253 | #ERROR! | #ERROR! |  |  | Chunk_138 | LINE_ITEM | Sqm | PAINTING_FINISHING | Interior Grade Acrylic Emulsion Paint |  |  | Foundations (Substructure) |  | STAGE_3_ENHANCED_INHERITANCE | 90.0% | ENHANCED_CONTEXT_INHERITANCE | True | False | INHERITED_NO_CHANGE | {}
| Ground Floor to 5th floor |  |  | Sqm | 0 | 0 | 539 | 648 | 463 |  | 1650 | 1650 | #ERROR! | #ERROR! |  |  | Chunk_138 | LINE_ITEM | Sqm | PAINTING_FINISHING | Interior Grade Acrylic Emulsion Paint |  |  | Other Building Elements |  | STAGE_3_ENHANCED_INHERITANCE | 90.0% | ENHANCED_CONTEXT_INHERITANCE | True | False | INHERITED_NO_CHANGE | {}
| 6th floor to 10th floor |  |  | Sqm | 0 | 0 | 450 | 555 | 380 |  | 1385 | 1385 | #ERROR! | #ERROR! |  |  | Chunk_138 | LINE_ITEM | Sqm | PAINTING_FINISHING | Interior Grade Acrylic Emulsion Paint |  |  | Other Building Elements |  | STAGE_3_ENHANCED_INHERITANCE | 90.0% | ENHANCED_CONTEXT_INHERITANCE | True | False | INHERITED_NO_CHANGE | {}
| 11th floor to 15th floor |  |  | Sqm | 0 | 0 | 450 | 555 | 380 |  | 1385 | 1385 | #ERROR! | #ERROR! |  |  | Chunk_138 | LINE_ITEM | Sqm | PAINTING_FINISHING | Interior Grade Acrylic Emulsion Paint |  |  | Other Building Elements |  | STAGE_3_ENHANCED_INHERITANCE | 90.0% | ENHANCED_CONTEXT_INHERITANCE | True | False | INHERITED_NO_CHANGE | {}
| 16th floor to 20th floor |  |  | Sqm | 0 | 0 | 360 | 444 | 380 |  | 1184 | 1184 | #ERROR! | #ERROR! |  |  | Chunk_138 | LINE_ITEM | Sqm | PAINTING_FINISHING | Interior Grade Acrylic Emulsion Paint |  |  | Other Building Elements |  | STAGE_3_ENHANCED_INHERITANCE | 90.0% | ENHANCED_CONTEXT_INHERITANCE | True | False | INHERITED_NO_CHANGE | {}
| 21st floor to 22nd floor |  |  | Sqm | 0 | 0 | 0 | 0 | 152 |  | 152 | 152 | #ERROR! | #ERROR! |  |  | Chunk_138 | LINE_ITEM | Sqm | PAINTING_FINISHING | Interior Grade Acrylic Emulsion Paint |  |  | Other Building Elements |  | STAGE_3_ENHANCED_INHERITANCE | 90.0% | ENHANCED_CONTEXT_INHERITANCE | True | False | INHERITED_NO_CHANGE | {}
P 8.3 | Same as above LI P 8 but with Exterior grade acrylic emulsion paint Location: Ceiling painting - Balcony & at locations wherever directed by EIC. | [12 empty] | 0 |  |  | Chunk_138 | LINE_ITEM |  | PAINTING_FINISHING | Exterior grade acrylic emulsion paint |  |  | Facades |  | STAGE_3_ENHANCED_INHERITANCE | 90.0% | ENHANCED_CONTEXT_INHERITANCE | True | False | INHERITED_WITH_MODIFICATION | {}
| Ground Floor to 5th floor |  |  | Sqm | 0 | 0 | 195 | 211 | 352 |  | 758 | 758 | #ERROR! | #ERROR! |  |  | Chunk_138 | LINE_ITEM | Sqm | PAINTING_FINISHING | Interior Grade Acrylic Emulsion Paint |  |  | Other Building Elements |  | STAGE_3_ENHANCED_INHERITANCE | 90.0% | ENHANCED_CONTEXT_INHERITANCE | True | False | INHERITED_NO_CHANGE | {}
| 6th floor to 10th floor |  |  | Sqm | 0 | 0 | 180 | 190 | 330 |  | 700 | 700 | #ERROR! | #ERROR! |  |  | Chunk_138 | LINE_ITEM | Sqm | PAINTING_FINISHING | Interior Grade Acrylic Emulsion Paint |  |  | Other Building Elements |  | STAGE_3_ENHANCED_INHERITANCE | 90.0% | ENHANCED_CONTEXT_INHERITANCE | True | False | INHERITED_NO_CHANGE | {}
| 11th floor to 15th floor |  |  | Sqm | 0 | 0 | 180 | 190 | 330 |  | 700 | 700 | #ERROR! | #ERROR! |  |  | Chunk_138 | LINE_ITEM | Sqm | PAINTING_FINISHING | Interior Grade Acrylic Emulsion Paint |  |  | Other Building Elements |  | STAGE_3_ENHANCED_INHERITANCE | 90.0% | ENHANCED_CONTEXT_INHERITANCE | True | False | INHERITED_NO_CHANGE | {}
| 16th floor to 20th floor |  |  | Sqm | 0 | 0 | 144 | 152 | 319 |  | 615 | 615 | #ERROR! | #ERROR! |  |  | Chunk_138 | LINE_ITEM | Sqm | PAINTING_FINISHING | Interior Grade Acrylic Emulsion Paint |  |  | Other Building Elements |  | STAGE_3_ENHANCED_INHERITANCE | 90.0% | ENHANCED_CONTEXT_INHERITANCE | True | False | INHERITED_NO_CHANGE | {}
| 21st floor to 22nd floor |  |  | Sqm | 0 | 0 | 0 | 0 | 110 |  | 110 | 110 | #ERROR! | #ERROR! |  |  | Chunk_139 | LINE_ITEM | Sqm | PAINTING_FINISHING | Interior Grade Acrylic Emulsion Paint |  |  | Other Building Elements |  | STAGE_3_ENHANCED_INHERITANCE | 90.0% | ENHANCED_CONTEXT_INHERITANCE | True | False | INHERITED_NO_CHANGE | {}
[14 empty] | 0 |  |  |  | EMPTY | [7 empty] | STAGE_1_EMPTY_ROW
P 9 | Providing and applying one coat pressed bubble texture and two coats of Interior grade acrylic emulsion paint of approved make and colour as per manufacturer's specifications, to get an approved / desired finish and shade, including one coat primer, two coats of coarse putty and two coats of fine putty, including necessary sand papering & preparation of surface, Cleaning after completion, MS scaffolding wherever required, etc., complete, and as directed by engineer-in-charge. NOTE: The putty applied should be of minimum of 5mm thick and should cover all the undulations to form a smooth and even surface. including preparation of surface, Cleaning after completion, necessary sand papering, MS scaffolding wherever required, etc., complete, and as directed by engineer-in-charge. | [12 empty] | 0 | As per the BEL confirmation , we have consider the Vitrified dadoing upto 1.2m ht. from FFL and above emulsion paint |  | Chunk_140_HEADER | HEADER |  | PAINTING_FINISHING | Interior Grade Acrylic Emulsion Paint | Two coats |  | Other Building Elements | ACTIVITY PRIORITY CONFIRMED: Applying paint | STAGE_2_AI_VERIFIED_WITH_ACTIVITY_PRIORITY | 95.0% | AI_HEADER_VERIFICATION_ACTIVITY_PRIORITY |  |  | HEADER_VERIFICATION | {}
P 9.1 | Location: Passenger / Fire lift lobby & Corridor walls upto 1.20m at all levels and at locations wherever directed by EIC. | [12 empty] | 0 |  |  | Chunk_140 | LINE_ITEM |  | PAINTING_FINISHING | Interior Grade Acrylic Emulsion Paint |  |  | Other Building Elements |  | STAGE_3_ENHANCED_INHERITANCE | 90.0% | ENHANCED_CONTEXT_INHERITANCE | True | False | INHERITED_NO_CHANGE | {}
| Basement-2 floor lvl to Ground floor lvl |  |  | Sqm | 183 | 0 | 0 | 0 | 0 | 0 | 0 | 183 | #ERROR! | #ERROR! |  |  | Chunk_140 | LINE_ITEM | Sqm | PAINTING_FINISHING | Interior Grade Acrylic Emulsion Paint |  |  | Foundations (Substructure) |  | STAGE_3_ENHANCED_INHERITANCE | 90.0% | ENHANCED_CONTEXT_INHERITANCE | True | False | INHERITED_NO_CHANGE | {}
| Ground Floor to 5th floor |  |  | Sqm | 0 | 0 | 513 | 626 | 396 | 0 | 1535 | 1535 | #ERROR! | #ERROR! |  |  | Chunk_140 | LINE_ITEM | Sqm | PAINTING_FINISHING | Interior Grade Acrylic Emulsion Paint |  |  | Other Building Elements |  | STAGE_3_ENHANCED_INHERITANCE | 90.0% | ENHANCED_CONTEXT_INHERITANCE | True | False | INHERITED_NO_CHANGE | {}
| 6th floor to 10th floor |  |  | Sqm | 0 | 0 | 425 | 535 | 335 | 0 | 1295 | 1295 | #ERROR! | #ERROR! |  |  | Chunk_140 | LINE_ITEM | Sqm | PAINTING_FINISHING | Interior Grade Acrylic Emulsion Paint |  |  | Other Building Elements |  | STAGE_3_ENHANCED_INHERITANCE | 90.0% | ENHANCED_CONTEXT_INHERITANCE | True | False | INHERITED_NO_CHANGE | {}
| 11th floor to 15th floor |  |  | Sqm | 0 | 0 | 425 | 535 | 335 | 0 | 1295 | 1295 | #ERROR! | #ERROR! |  |  | Chunk_140 | LINE_ITEM | Sqm | PAINTING_FINISHING | Interior Grade Acrylic Emulsion Paint |  |  | Other Building Elements |  | STAGE_3_ENHANCED_INHERITANCE | 90.0% | ENHANCED_CONTEXT_INHERITANCE | True | False | INHERITED_NO_CHANGE | {}
| 16th floor to 20th floor |  |  | Sqm | 0 | 0 | 340 | 428 | 335 | 0 | 1103 | 1103 | #ERROR! | #ERROR! |  |  | Chunk_140 | LINE_ITEM | Sqm | PAINTING_FINISHING | Interior Grade Acrylic Emulsion Paint |  |  | Other Building Elements |  | STAGE_3_ENHANCED_INHERITANCE | 90.0% | ENHANCED_CONTEXT_INHERITANCE | True | False | INHERITED_NO_CHANGE | {}
| 21st floor to 22nd floor |  |  | Sqm | 0 | 0 | 0 | 0 | 134 | 0 | 134 | 134 | #ERROR! | #ERROR! |  |  | Chunk_140 | LINE_ITEM | Sqm | PAINTING_FINISHING | Interior Grade Acrylic Emulsion Paint |  |  | Other Building Elements |  | STAGE_3_ENHANCED_INHERITANCE | 90.0% | ENHANCED_CONTEXT_INHERITANCE | True | False | INHERITED_NO_CHANGE | {}
| Terrace |  |  | Sqm | 0 | 0 | 0 | 0 | 0 | 0 | 0 | RO | #ERROR! | 0 |  |  | Chunk_140 | LINE_ITEM | Sqm | PAINTING_FINISHING | Interior Grade Acrylic Emulsion Paint |  |  | Other Building Elements |  | STAGE_3_ENHANCED_INHERITANCE | 90.0% | ENHANCED_CONTEXT_INHERITANCE | True | False | INHERITED_NO_CHANGE | {}
P 9.2 | Location: Staircase walls upto 1.20m height at all levels and at locations wherever directed by EIC. | [12 empty] | 0 |  |  | Chunk_140 | LINE_ITEM |  | PAINTING_FINISHING | Interior Grade Acrylic Emulsion Paint |  |  | Other Building Elements |  | STAGE_3_ENHANCED_INHERITANCE | 90.0% | ENHANCED_CONTEXT_INHERITANCE | True | False | INHERITED_NO_CHANGE | {}
| Basement-2 floor lvl to B1 floor lvl |  |  | Sqm | 17 | 0 | 38 | 27 | 30 | 0 | 95 | 112 | #ERROR! | #ERROR! |  |  | Chunk_140 | LINE_ITEM | Sqm | PAINTING_FINISHING | Interior Grade Acrylic Emulsion Paint |  |  | Foundations (Substructure) |  | STAGE_3_ENHANCED_INHERITANCE | 90.0% | ENHANCED_CONTEXT_INHERITANCE | True | False | INHERITED_NO_CHANGE | {}
| Basement-1 floor lvl to Ground floor |  |  | Sqm | 17 | 0 | 38 | 27 | 30 | 0 | 95 | 112 | #ERROR! | #ERROR! |  |  | Chunk_140 | LINE_ITEM | Sqm | PAINTING_FINISHING | Interior Grade Acrylic Emulsion Paint |  |  | Foundations (Substructure) |  | STAGE_3_ENHANCED_INHERITANCE | 90.0% | ENHANCED_CONTEXT_INHERITANCE | True | False | INHERITED_NO_CHANGE | {}
| Ground Floor to 5th floor |  |  | Sqm | 0 | 0 | 228 | 179 | 188 | 0 | 595 | 595 | #ERROR! | #ERROR! |  |  | Chunk_140 | LINE_ITEM | Sqm | PAINTING_FINISHING | Interior Grade Acrylic Emulsion Paint |  |  | Other Building Elements |  | STAGE_3_ENHANCED_INHERITANCE | 90.0% | ENHANCED_CONTEXT_INHERITANCE | True | False | INHERITED_NO_CHANGE | {}
| 6th floor to 10th floor |  |  | Sqm | 0 | 0 | 190 | 150 | 155 | 0 | 495 | 495 | #ERROR! | #ERROR! |  |  | Chunk_140 | LINE_ITEM | Sqm | PAINTING_FINISHING | Interior Grade Acrylic Emulsion Paint |  |  | Other Building Elements |  | STAGE_3_ENHANCED_INHERITANCE | 90.0% | ENHANCED_CONTEXT_INHERITANCE | True | False | INHERITED_NO_CHANGE | {}
| 11th floor to 15th floor |  |  | Sqm | 0 | 0 | 190 | 150 | 155 | 0 | 495 | 495 | #ERROR! | #ERROR! |  |  | Chunk_140 | LINE_ITEM | Sqm | PAINTING_FINISHING | Interior Grade Acrylic Emulsion Paint |  |  | Other Building Elements |  | STAGE_3_ENHANCED_INHERITANCE | 90.0% | ENHANCED_CONTEXT_INHERITANCE | True | False | INHERITED_NO_CHANGE | {}
| 16th floor to 20th floor |  |  | Sqm | 0 | 0 | 152 | 150 | 155 | 0 | 457 | 457 | #ERROR! | #ERROR! |  |  | Chunk_140 | LINE_ITEM | Sqm | PAINTING_FINISHING | Interior Grade Acrylic Emulsion Paint |  |  | Other Building Elements |  | STAGE_3_ENHANCED_INHERITANCE | 90.0% | ENHANCED_CONTEXT_INHERITANCE | True | False | INHERITED_NO_CHANGE | {}
| 21st floor to 22nd floor |  |  | Sqm | 0 | 0 | 0 | 60 | 62 | 0 | 122 | 122 | #ERROR! | #ERROR! |  |  | Chunk_140 | LINE_ITEM | Sqm | PAINTING_FINISHING | Interior Grade Acrylic Emulsion Paint |  |  | Other Building Elements |  | STAGE_3_ENHANCED_INHERITANCE | 90.0% | ENHANCED_CONTEXT_INHERITANCE | True | False | INHERITED_NO_CHANGE | {}
| Terrace |  |  | Sqm | 0 | 0 | 38 | 30 | 31 | 0 | 99 | 99 | #ERROR! | #ERROR! |  |  | Chunk_140 | LINE_ITEM | Sqm | PAINTING_FINISHING | Interior Grade Acrylic Emulsion Paint |  |  | Other Building Elements |  | STAGE_3_ENHANCED_INHERITANCE | 90.0% | ENHANCED_CONTEXT_INHERITANCE | True | False | INHERITED_NO_CHANGE | {}
P 9.3 | Providing and applying one coat pressed bubble texture and two coats of Interior grade acrylic emulsion paint of approved make and colour as per manufacturer's specifications, to get an approved / desired finish and shade, including one coat primer with one coat putty, including preparation of surface, cleaning after completion, necessary sand papering, MS scaffolding wherever required, etc., complete, and as directed by engineer-in-charge. | [12 empty] | 0 | As per the BEL confirmation , we have consider the Vitrified dadoing upto 1.2m ht. from FFL and above emulsion paint |  | Chunk_141_HEADER | HEADER |  | PAINTING_FINISHING | Acrylic Emulsion Paint | Two coats |  | Other Building Elements | ACTIVITY PRIORITY CONFIRMED: Applying paint | STAGE_2_AI_VERIFIED_WITH_ACTIVITY_PRIORITY | 95.0% | AI_HEADER_VERIFICATION_ACTIVITY_PRIORITY |  |  | HEADER_VERIFICATION | {}
a | Location: Basement lift lobby at all levels and at locations wherever directed by EIC. | [12 empty] | 0 |  |  | Chunk_141 | LINE_ITEM |  | PAINTING_FINISHING | Acrylic Emulsion Paint |  |  | Foundations (Substructure) |  | STAGE_3_ENHANCED_INHERITANCE | 90.0% | ENHANCED_CONTEXT_INHERITANCE | True | False | INHERITED_NO_CHANGE | {}
| Basement-2 |  |  | Sqm | [6 empty] | 0 | RO | #ERROR! | 0 |  |  | Chunk_141 | LINE_ITEM | Sqm | PAINTING_FINISHING | Acrylic Emulsion Paint |  |  | Foundations (Substructure) |  | STAGE_3_ENHANCED_INHERITANCE | 90.0% | ENHANCED_CONTEXT_INHERITANCE | True | False | INHERITED_NO_CHANGE | {}
| Basement-1 |  |  | Sqm | [6 empty] | 0 | RO | #ERROR! | 0 |  |  | Chunk_141 | LINE_ITEM | Sqm | PAINTING_FINISHING | Acrylic Emulsion Paint |  |  | Foundations (Substructure) |  | STAGE_3_ENHANCED_INHERITANCE | 90.0% | ENHANCED_CONTEXT_INHERITANCE | True | False | INHERITED_NO_CHANGE | {}
[14 empty] | 0 |  |  |  | EMPTY | [7 empty] | STAGE_1_EMPTY_ROW
b | Location: Basement staircase walls upto 1.2M at all levels and at locations wherever directed by EIC. | [12 empty] | 0 |  |  | Chunk_141 | LINE_ITEM |  | PAINTING_FINISHING | Acrylic Emulsion Paint |  |  | Foundations (Substructure) |  | STAGE_3_ENHANCED_INHERITANCE | 90.0% | ENHANCED_CONTEXT_INHERITANCE | True | False | INHERITED_WITH_MODIFICATION | {}
| Basement-2 |  |  | Sqm | [6 empty] | 0 | RO | #ERROR! | 0 |  |  | Chunk_141 | LINE_ITEM | Sqm | PAINTING_FINISHING | Acrylic Emulsion Paint |  |  | Foundations (Substructure) |  | STAGE_3_ENHANCED_INHERITANCE | 90.0% | ENHANCED_CONTEXT_INHERITANCE | True | False | INHERITED_NO_CHANGE | {}
| Basement-1 |  |  | Sqm | [6 empty] | 0 | RO | #ERROR! | 0 |  |  | Chunk_141 | LINE_ITEM | Sqm | PAINTING_FINISHING | Acrylic Emulsion Paint |  |  | Foundations (Substructure) |  | STAGE_3_ENHANCED_INHERITANCE | 90.0% | ENHANCED_CONTEXT_INHERITANCE | True | False | INHERITED_NO_CHANGE | {}
[14 empty] | 0 |  |  |  | EMPTY | [7 empty] | STAGE_1_EMPTY_ROW
| ALTERNATE TO ABOVE ITEM P 9.3 | [12 empty] | 0 |  |  | Chunk_141 | LINE_ITEM |  | PAINTING_FINISHING | Acrylic Emulsion Paint |  |  | Other Building Elements |  | STAGE_3_ENHANCED_INHERITANCE | 90.0% | ENHANCED_CONTEXT_INHERITANCE | True | False | INHERITED_NO_CHANGE | {}
P 10 | Providing and applying one coat of scratch texture and two coats of interior grade acrylic emulsion of approved make and colour as per manufacturer's specifications, to get an approved / desired finish and shade, two coats of coarse putty and two coats of fine putty, including necessary sand papering & preparation of surface, Cleaning after completion, MS scaffolding wherever required, etc., complete, and as directed by engineer-in-charge. NOTE: The putty applied should be of minimum of 5mm thick and should cover all the undulations to form a smooth and even surface. including preparation of surface, Cleaning after completion, necessary sand papering, MS scaffolding wherever required, etc., complete, and as directed by engineer-in-charge. | [12 empty] | 0 | As per the BEL confirmation , we have consider the Vitrified dadoing upto 1.2m ht. from FFL and above emulsion paint |  | Chunk_142_HEADER | HEADER |  | PAINTING_FINISHING | Acrylic Emulsion Paint | Two coats |  | Other Building Elements | ACTIVITY PRIORITY CONFIRMED: Applying paint | STAGE_2_AI_VERIFIED_WITH_ACTIVITY_PRIORITY | 95.0% | AI_HEADER_VERIFICATION_ACTIVITY_PRIORITY |  |  | HEADER_VERIFICATION | {}
P 10.1 | Location: Basement lift lobby & corridor walls upto 1.2M at all levels and at locations wherever directed by EIC. |  |  | Sqm | [6 empty] | 0 | RO | #ERROR! | 0 |  |  | Chunk_142 | LINE_ITEM | Sqm | PAINTING_FINISHING | Acrylic Emulsion Paint |  |  | Foundations (Substructure) |  | STAGE_3_ENHANCED_INHERITANCE | 90.0% | ENHANCED_CONTEXT_INHERITANCE | True | False | INHERITED_NO_CHANGE | {}
P 10.2 | Location: Basement staircase walls upto 1.2M at all levels and at locations wherever directed by EIC. |  |  | Sqm | [6 empty] | 0 | RO | #ERROR! | 0 |  |  | Chunk_142 | LINE_ITEM | Sqm | PAINTING_FINISHING | Acrylic Emulsion Paint |  |  | Foundations (Substructure) |  | STAGE_3_ENHANCED_INHERITANCE | 90.0% | ENHANCED_CONTEXT_INHERITANCE | True | False | INHERITED_NO_CHANGE | {}
[14 empty] | 0 |  |  |  | EMPTY | [7 empty] | STAGE_1_EMPTY_ROW
P 11 | "Providing and applying two coats of Acrylic Based Washable Distemper of approved make and colour as per manufacturer's specifications, to get an approved / desired finish and shade, including one coat of primer, one coats of coarse putty and one coats of fine putty, including necessary sand papering & preparation of surface, Cleaning after completion, MS scaffolding wherever required, etc., complete, and as directed by engineer-in-charge. NOTE: The putty applied should be of minimum of 5mm thick and should cover all the undulations to form a smooth and even surface. including preparation of surface, Cleaning after completion, necessary sand papering, MS scaffolding wherever required, etc., complete, and as directed by engineer-in-charge. " | [12 empty] | 0 | Considered the OBD paint finishes for the MEP Service Rooms as per the approved specifications. |  | Chunk_143_HEADER | HEADER |  | PAINTING_FINISHING | Distemper | Two coats |  | Other Building Elements | ACTIVITY PRIORITY CONFIRMED: Applying paint | STAGE_2_AI_VERIFIED_WITH_ACTIVITY_PRIORITY | 95.0% | AI_HEADER_VERIFICATION_ACTIVITY_PRIORITY |  |  | HEADER_VERIFICATION | {}
P 11.1 | Location: For Service area walls and at locations wherever directed by EIC. | [12 empty] | 0 |  |  | Chunk_143 | LINE_ITEM |  | PAINTING_FINISHING | Distemper |  |  | Other Building Elements |  | STAGE_3_ENHANCED_INHERITANCE | 90.0% | ENHANCED_CONTEXT_INHERITANCE | True | False | INHERITED_NO_CHANGE | {}
| Stilt floor & At locations directed by EIC |  |  | Sqm | [6 empty] | 0 | RO | #ERROR! | 0 |  |  | Chunk_143 | LINE_ITEM | Sqm | PAINTING_FINISHING | Distemper |  |  | Other Building Elements |  | STAGE_3_ENHANCED_INHERITANCE | 90.0% | ENHANCED_CONTEXT_INHERITANCE | True | False | INHERITED_NO_CHANGE | {}
[14 empty] | 0 |  |  |  | EMPTY | [7 empty] | STAGE_1_EMPTY_ROW
P 11.2 | Location: Staircase walls beyond 1.20m at all levels and at locations wherever directed by EIC. | [12 empty] | 0 |  |  | Chunk_143 | LINE_ITEM |  | PAINTING_FINISHING | Distemper |  |  | Other Building Elements |  | STAGE_3_ENHANCED_INHERITANCE | 90.0% | ENHANCED_CONTEXT_INHERITANCE | True | False | INHERITED_NO_CHANGE | {}
| Basement-2 floor lvl to Ground floor |  |  | Sqm | 0 | 0 | 0 | 0 | 0 | 0 | 0 | RO | #ERROR! | 0 |  |  | Chunk_143 | LINE_ITEM | Sqm | PAINTING_FINISHING | Distemper |  |  | Foundations (Substructure) |  | STAGE_3_ENHANCED_INHERITANCE | 90.0% | ENHANCED_CONTEXT_INHERITANCE | True | False | INHERITED_NO_CHANGE | {}
| Ground Floor to 5th floor |  |  | Sqm | 0 | 0 | 0 | 0 | 0 | 0 | 0 | RO | #ERROR! | 0 |  |  | Chunk_143 | LINE_ITEM | Sqm | PAINTING_FINISHING | Distemper |  |  | Other Building Elements |  | STAGE_3_ENHANCED_INHERITANCE | 90.0% | ENHANCED_CONTEXT_INHERITANCE | True | False | INHERITED_NO_CHANGE | {}
| 6th floor to 10th floor |  |  | Sqm | 0 | 0 | 0 | 0 | 0 | 0 | 0 | RO | #ERROR! | 0 |  |  | Chunk_143 | LINE_ITEM | Sqm | PAINTING_FINISHING | Distemper |  |  | Other Building Elements |  | STAGE_3_ENHANCED_INHERITANCE | 90.0% | ENHANCED_CONTEXT_INHERITANCE | True | False | INHERITED_NO_CHANGE | {}
| 11th floor to 15th floor |  |  | Sqm | 0 | 0 | 0 | 0 | 0 | 0 | 0 | RO | #ERROR! | 0 |  |  | Chunk_143 | LINE_ITEM | Sqm | PAINTING_FINISHING | Distemper |  |  | Other Building Elements |  | STAGE_3_ENHANCED_INHERITANCE | 90.0% | ENHANCED_CONTEXT_INHERITANCE | True | False | INHERITED_NO_CHANGE | {}
| 16th floor to 20th floor |  |  | Sqm | 0 | 0 | 0 | 0 | 0 | 0 | 0 | RO | #ERROR! | 0 |  |  | Chunk_143 | LINE_ITEM | Sqm | PAINTING_FINISHING | Distemper |  |  | Other Building Elements |  | STAGE_3_ENHANCED_INHERITANCE | 90.0% | ENHANCED_CONTEXT_INHERITANCE | True | False | INHERITED_NO_CHANGE | {}
| 21st floor to 22nd floor |  |  | Sqm | 0 | 0 | 0 | 0 | 0 | 0 | 0 | RO | #ERROR! | 0 |  |  | Chunk_143 | LINE_ITEM | Sqm | PAINTING_FINISHING | Distemper |  |  | Other Building Elements |  | STAGE_3_ENHANCED_INHERITANCE | 90.0% | ENHANCED_CONTEXT_INHERITANCE | True | False | INHERITED_NO_CHANGE | {}
P 11.3 | Location: Undersides of waist slab of Staircase & sides at all levels and at locations wherever directed by EIC. | [12 empty] | 0 |  |  | Chunk_143 | LINE_ITEM |  | PAINTING_FINISHING | Distemper |  |  | Load-bearing Structural Frame |  | STAGE_3_ENHANCED_INHERITANCE | 90.0% | ENHANCED_CONTEXT_INHERITANCE | True | False | INHERITED_NO_CHANGE | {}
| Basement-2 floor lvl to Ground floor |  |  | Sqm | 0 | 0 | 0 | 0 | 0 | 0 | 0 | RO | #ERROR! | 0 |  |  | Chunk_143 | LINE_ITEM | Sqm | PAINTING_FINISHING | Distemper |  |  | Foundations (Substructure) |  | STAGE_3_ENHANCED_INHERITANCE | 90.0% | ENHANCED_CONTEXT_INHERITANCE | True | False | INHERITED_NO_CHANGE | {}
| Ground Floor to 5th floor |  |  | Sqm | 0 | 0 | 0 | 0 | 0 | 0 | 0 | RO | #ERROR! | 0 |  |  | Chunk_143 | LINE_ITEM | Sqm | PAINTING_FINISHING | Distemper |  |  | Other Building Elements |  | STAGE_3_ENHANCED_INHERITANCE | 90.0% | ENHANCED_CONTEXT_INHERITANCE | True | False | INHERITED_NO_CHANGE | {}
| 6th floor to 10th floor |  |  | Sqm | 0 | 0 | 0 | 0 | 0 | 0 | 0 | RO | #ERROR! | 0 |  |  | Chunk_143 | LINE_ITEM | Sqm | PAINTING_FINISHING | Distemper |  |  | Other Building Elements |  | STAGE_3_ENHANCED_INHERITANCE | 90.0% | ENHANCED_CONTEXT_INHERITANCE | True | False | INHERITED_NO_CHANGE | {}
| 11th floor to 15th floor |  |  | Sqm | 0 | 0 | 0 | 0 | 0 | 0 | 0 | RO | #ERROR! | 0 |  |  | Chunk_143 | LINE_ITEM | Sqm | PAINTING_FINISHING | Distemper |  |  | Other Building Elements |  | STAGE_3_ENHANCED_INHERITANCE | 90.0% | ENHANCED_CONTEXT_INHERITANCE | True | False | INHERITED_NO_CHANGE | {}
| 16th floor to 20th floor |  |  | Sqm | 0 | 0 | 0 | 0 | 0 | 0 | 0 | RO | #ERROR! | 0 |  |  | Chunk_143 | LINE_ITEM | Sqm | PAINTING_FINISHING | Distemper |  |  | Other Building Elements |  | STAGE_3_ENHANCED_INHERITANCE | 90.0% | ENHANCED_CONTEXT_INHERITANCE | True | False | INHERITED_NO_CHANGE | {}
| 21st floor to 22nd floor |  |  | Sqm | 0 | 0 | 0 | 0 | 0 | 0 | 0 | RO | #ERROR! | 0 |  |  | Chunk_143 | LINE_ITEM | Sqm | PAINTING_FINISHING | Distemper |  |  | Other Building Elements |  | STAGE_3_ENHANCED_INHERITANCE | 90.0% | ENHANCED_CONTEXT_INHERITANCE | True | False | INHERITED_NO_CHANGE | {}
P 11.4 | Location: For Service area ceiling and at locations wherever directed by EIC. | [12 empty] | 0 |  |  | Chunk_143 | LINE_ITEM |  | PAINTING_FINISHING | Distemper |  |  | Other Building Elements |  | STAGE_3_ENHANCED_INHERITANCE | 90.0% | ENHANCED_CONTEXT_INHERITANCE | True | False | INHERITED_NO_CHANGE | {}
| Stilt floor & At locations directed by EIC |  |  | Sqm | 0 | 0 | 0 | 0 | 0 | 0 | 0 | RO | #ERROR! | 0 |  |  | Chunk_143 | LINE_ITEM | Sqm | PAINTING_FINISHING | Distemper |  |  | Other Building Elements |  | STAGE_3_ENHANCED_INHERITANCE | 90.0% | ENHANCED_CONTEXT_INHERITANCE | True | False | INHERITED_NO_CHANGE | {}
[14 empty] | 0 |  |  |  | EMPTY | [7 empty] | STAGE_1_EMPTY_ROW
P 11 | "Providing and applying two coats of Acrylic Based Oil Bund Distemper of approved make and colour as per manufacturer's specifications, to get an approved / desired finish and shade, including one coat of primer, one coats of coarse putty and one coats of fine putty, including necessary sand papering & preparation of surface, Cleaning after completion, MS scaffolding wherever required, etc., complete, and as directed by engineer-in-charge. NOTE: The putty applied should be of minimum of 5mm thick and should cover all the undulations to form a smooth and even surface. including preparation of surface, Cleaning after completion, necessary sand papering, MS scaffolding wherever required, etc., complete, and as directed by engineer-in-charge. " | [12 empty] | 0 | Considered the OBD paint finishes as per the approved specifications. |  | Chunk_144_HEADER | HEADER |  | PAINTING_FINISHING | Distemper | Two coats |  | Other Building Elements | ACTIVITY PRIORITY CONFIRMED: Applying paint | STAGE_2_AI_VERIFIED_WITH_ACTIVITY_PRIORITY | 95.0% | AI_HEADER_VERIFICATION_ACTIVITY_PRIORITY |  |  | HEADER_VERIFICATION | {}
P 11.1 | Location: For Service area walls and at locations wherever directed by EIC. |  |  | Sqm | 0 | 0 | 595 | 600 | 937 | 0 | 2132 | 2132 | #ERROR! | #ERROR! |  |  | Chunk_144 | LINE_ITEM | Sqm | PAINTING_FINISHING | Distemper |  |  | Other Building Elements |  | STAGE_3_ENHANCED_INHERITANCE | 90.0% | ENHANCED_CONTEXT_INHERITANCE | True | False | INHERITED_NO_CHANGE | {}
[14 empty] | 0 |  |  |  | EMPTY | [7 empty] | STAGE_1_EMPTY_ROW
P 11.2 | Location: Staircase walls beyond 1.20m at all levels and at locations wherever directed by EIC. | [12 empty] | 0 |  |  | Chunk_144 | LINE_ITEM |  | PAINTING_FINISHING | Distemper |  |  | Other Building Elements |  | STAGE_3_ENHANCED_INHERITANCE | 90.0% | ENHANCED_CONTEXT_INHERITANCE | True | False | INHERITED_NO_CHANGE | {}
| Basement-2 floor lvl to B1 floor lvl |  |  | Sqm | 34 | 0 | 68 | 62 | 62 | 0 | 192 | 226 | #ERROR! | #ERROR! |  |  | Chunk_144 | LINE_ITEM | Sqm | PAINTING_FINISHING | Distemper |  |  | Foundations (Substructure) |  | STAGE_3_ENHANCED_INHERITANCE | 90.0% | ENHANCED_CONTEXT_INHERITANCE | True | False | INHERITED_NO_CHANGE | {}
| B1 to Ground Floor lvl |  |  | Sqm | 34 | 0 | 105 | 97 | 97 | 0 | 299 | 333 | #ERROR! | #ERROR! |  |  | Chunk_144 | LINE_ITEM | Sqm | PAINTING_FINISHING | Distemper |  |  | Other Building Elements |  | STAGE_3_ENHANCED_INHERITANCE | 90.0% | ENHANCED_CONTEXT_INHERITANCE | True | False | INHERITED_NO_CHANGE | {}
| Ground Floor to 5th floor |  |  | Sqm | 0 | 0 | 371 | 336 | 896 | 0 | 1603 | 1603 | #ERROR! | #ERROR! |  |  | Chunk_144 | LINE_ITEM | Sqm | PAINTING_FINISHING | Distemper |  |  | Other Building Elements |  | STAGE_3_ENHANCED_INHERITANCE | 90.0% | ENHANCED_CONTEXT_INHERITANCE | True | False | INHERITED_NO_CHANGE | {}
| 6th floor to 10th floor |  |  | Sqm | 0 | 0 | 290 | 280 | 285 | 0 | 855 | 855 | #ERROR! | #ERROR! |  |  | Chunk_144 | LINE_ITEM | Sqm | PAINTING_FINISHING | Distemper |  |  | Other Building Elements |  | STAGE_3_ENHANCED_INHERITANCE | 90.0% | ENHANCED_CONTEXT_INHERITANCE | True | False | INHERITED_NO_CHANGE | {}
| 11th floor to 15th floor |  |  | Sqm | 0 | 0 | 290 | 280 | 285 | 0 | 855 | 855 | #ERROR! | #ERROR! |  |  | Chunk_144 | LINE_ITEM | Sqm | PAINTING_FINISHING | Distemper |  |  | Other Building Elements |  | STAGE_3_ENHANCED_INHERITANCE | 90.0% | ENHANCED_CONTEXT_INHERITANCE | True | False | INHERITED_NO_CHANGE | {}
| 16th floor to 20th floor |  |  | Sqm | 0 | 0 | 232 | 224 | 285 | 0 | 741 | 741 | #ERROR! | #ERROR! |  |  | Chunk_144 | LINE_ITEM | Sqm | PAINTING_FINISHING | Distemper |  |  | Other Building Elements |  | STAGE_3_ENHANCED_INHERITANCE | 90.0% | ENHANCED_CONTEXT_INHERITANCE | True | False | INHERITED_NO_CHANGE | {}
| 21st floor to 22nd floor |  |  | Sqm | 0 | 0 | 0 | 0 | 114 | 0 | 114 | 114 | #ERROR! | #ERROR! |  |  | Chunk_144 | LINE_ITEM | Sqm | PAINTING_FINISHING | Distemper |  |  | Other Building Elements |  | STAGE_3_ENHANCED_INHERITANCE | 90.0% | ENHANCED_CONTEXT_INHERITANCE | True | False | INHERITED_NO_CHANGE | {}
| Terrace Floor |  |  | Sqm | 0 | 0 | 58 | 56 | 79 | 0 | 193 | 193 | #ERROR! | #ERROR! |  |  | Chunk_144 | LINE_ITEM | Sqm | PAINTING_FINISHING | Distemper |  |  | Other Building Elements |  | STAGE_3_ENHANCED_INHERITANCE | 90.0% | ENHANCED_CONTEXT_INHERITANCE | True | False | INHERITED_NO_CHANGE | {}
P 11.3 | Location: Undersides of waist slab of Staircase & sides at all levels and at locations wherever directed by EIC. | [12 empty] | 0 |  |  | Chunk_144 | LINE_ITEM |  | PAINTING_FINISHING | Distemper |  |  | Load-bearing Structural Frame |  | STAGE_3_ENHANCED_INHERITANCE | 90.0% | ENHANCED_CONTEXT_INHERITANCE | True | False | INHERITED_NO_CHANGE | {}
| Basement-2 floor lvl to B1 floor lvl |  |  | Sqm | 16 | 0 | 34 | 30 | 16 | 0 | 80 | 96 | #ERROR! | #ERROR! |  |  | Chunk_144 | LINE_ITEM | Sqm | PAINTING_FINISHING | Distemper |  |  | Foundations (Substructure) |  | STAGE_3_ENHANCED_INHERITANCE | 90.0% | ENHANCED_CONTEXT_INHERITANCE | True | False | INHERITED_NO_CHANGE | {}
| B1 to Ground Floor lvl |  |  | Sqm | 16 | 0 | 36 | 30 | 31 | 0 | 97 | 113 | #ERROR! | #ERROR! |  |  | Chunk_144 | LINE_ITEM | Sqm | PAINTING_FINISHING | Distemper |  |  | Other Building Elements |  | STAGE_3_ENHANCED_INHERITANCE | 90.0% | ENHANCED_CONTEXT_INHERITANCE | True | False | INHERITED_NO_CHANGE | {}
| Ground Floor to 5th floor |  |  | Sqm | 0 | 0 | 216 | 205 | 192 | 0 | 613 | 613 | #ERROR! | #ERROR! |  |  | Chunk_144 | LINE_ITEM | Sqm | PAINTING_FINISHING | Distemper |  |  | Other Building Elements |  | STAGE_3_ENHANCED_INHERITANCE | 90.0% | ENHANCED_CONTEXT_INHERITANCE | True | False | INHERITED_NO_CHANGE | {}
| 6th floor to 10th floor |  |  | Sqm | 0 | 0 | 180 | 155 | 160 | 0 | 495 | 495 | #ERROR! | #ERROR! |  |  | Chunk_144 | LINE_ITEM | Sqm | PAINTING_FINISHING | Distemper |  |  | Other Building Elements |  | STAGE_3_ENHANCED_INHERITANCE | 90.0% | ENHANCED_CONTEXT_INHERITANCE | True | False | INHERITED_NO_CHANGE | {}
| 11th floor to 15th floor |  |  | Sqm | 0 | 0 | 180 | 155 | 160 | 0 | 495 | 495 | #ERROR! | #ERROR! |  |  | Chunk_144 | LINE_ITEM | Sqm | PAINTING_FINISHING | Distemper |  |  | Other Building Elements |  | STAGE_3_ENHANCED_INHERITANCE | 90.0% | ENHANCED_CONTEXT_INHERITANCE | True | False | INHERITED_NO_CHANGE | {}
| 16th floor to 20th floor |  |  | Sqm | 0 | 0 | 144 | 124 | 160 | 0 | 428 | 428 | #ERROR! | #ERROR! |  |  | Chunk_144 | LINE_ITEM | Sqm | PAINTING_FINISHING | Distemper |  |  | Other Building Elements |  | STAGE_3_ENHANCED_INHERITANCE | 90.0% | ENHANCED_CONTEXT_INHERITANCE | True | False | INHERITED_NO_CHANGE | {}
| 21st floor to 22nd floor |  |  | Sqm | 0 | 0 | 0 | 0 | 64 | 0 | 64 | 64 | #ERROR! | #ERROR! |  |  | Chunk_144 | LINE_ITEM | Sqm | PAINTING_FINISHING | Distemper |  |  | Other Building Elements |  | STAGE_3_ENHANCED_INHERITANCE | 90.0% | ENHANCED_CONTEXT_INHERITANCE | True | False | INHERITED_NO_CHANGE | {}
| Above Terrace Floor |  |  | Sqm | 0 | 0 | 36 | 31 | 31 | 0 | 98 | 98 | #ERROR! | #ERROR! | Floor Name changed 26th Floor to 27th Floor to Above terrace Floor |  | Chunk_144 | LINE_ITEM | Sqm | PAINTING_FINISHING | Distemper |  |  | Other Building Elements |  | STAGE_3_ENHANCED_INHERITANCE | 90.0% | ENHANCED_CONTEXT_INHERITANCE | True | False | INHERITED_NO_CHANGE | {}
P 11.4 | Location: For Service area ceiling and at locations wherever directed by EIC. | [12 empty] | 0 |  |  | Chunk_145 | LINE_ITEM |  | PAINTING_FINISHING | Distemper |  |  | Other Building Elements |  | STAGE_3_ENHANCED_INHERITANCE | 90.0% | ENHANCED_CONTEXT_INHERITANCE | True | False | INHERITED_NO_CHANGE | {}
| Stilt floor & At locations directed by EIC |  |  | Sqm |  |  | 39 | 57 | 66 | 0 | 162 | 162 | #ERROR! | #ERROR! |  |  | Chunk_145 | LINE_ITEM | Sqm | PAINTING_FINISHING | Distemper |  |  | Other Building Elements |  | STAGE_3_ENHANCED_INHERITANCE | 90.0% | ENHANCED_CONTEXT_INHERITANCE | True | False | INHERITED_NO_CHANGE | {}
[14 empty] | 0 |  |  |  | EMPTY | [7 empty] | STAGE_1_EMPTY_ROW
P 12 | Providing and applying two coats of Acrylic Based Washable Distemper of approved make and colour as per manufacturer's specifications, to get an approved / desired finish and shade, including one coat of primer and two coats of putty, including preparation of surface, cleaning after completion, necessary sand papering, MS scaffolding wherever required, etc., complete, and as directed by engineer-in-charge. | [12 empty] | 0 | Considered the Emulsion paint finishes as per the approved specifications. |  | Chunk_146_HEADER | HEADER |  | PAINTING_FINISHING | Distemper | Two coats |  | Other Building Elements | ACTIVITY PRIORITY CONFIRMED: Applying paint | STAGE_2_AI_VERIFIED_WITH_ACTIVITY_PRIORITY | 95.0% | AI_HEADER_VERIFICATION_ACTIVITY_PRIORITY |  |  | HEADER_VERIFICATION | {}
P 12.3 | Location: Basement 2 to Basement-1 : Service area, pump room staircase, Pump rooms & LMR ceiling at all levels and at locations wherever directed by EIC. |  |  | Sqm |  |  | 13 | 12 | 13 | 0 | 38 | 38 | #ERROR! | #ERROR! |  |  | Chunk_146 | LINE_ITEM | Sqm | PAINTING_FINISHING | Distemper |  |  | Foundations (Substructure) |  | STAGE_3_ENHANCED_INHERITANCE | 90.0% | ENHANCED_CONTEXT_INHERITANCE | True | False | INHERITED_NO_CHANGE | {}
[14 empty] | 0 |  |  |  | EMPTY | [7 empty] | STAGE_1_EMPTY_ROW
P 12.4 | Location: Basement 2 to Basement-1 : Service area, pump room staircase, Pump rooms & LMR walls at all levels and at locations wherever directed by EIC. |  |  | Sqm |  |  | 52 | 50 | 52 | 0 | 154 | 154 | #ERROR! | #ERROR! |  |  | Chunk_146 | LINE_ITEM | Sqm | PAINTING_FINISHING | Distemper |  |  | Foundations (Substructure) |  | STAGE_3_ENHANCED_INHERITANCE | 90.0% | ENHANCED_CONTEXT_INHERITANCE | True | False | INHERITED_NO_CHANGE | {}
[14 empty] | 0 |  |  |  | EMPTY | [7 empty] | STAGE_1_EMPTY_ROW
P 13 | Providing and applying two coats of exterior grade emulsion paint of approved make and colour as per manufacturer's specifications, to get an approved / desired finish and shade, including one coat primer, two coats of exterior grade coarse putty and two coarse of exterior grade fine putty including necessary sand papering & preparation of surface, cleaning after completion, MS scaffolding wherever required, etc., complete, and as directed by engineer-in-charge for walls, beams, columns, fins, etc. complete. The above mentioned putty should cover undulations upto 5mm. Location: Balcony wall painting & at locations wherever directed by EIC. | [12 empty] | 0 | Considered the balconies wall painting |  | Chunk_147_HEADER | HEADER |  | PAINTING_FINISHING | Acrylic Emulsion Paint | Two coats |  | Load-bearing Structural Frame | ACTIVITY PRIORITY CONFIRMED: Applying paint | STAGE_2_AI_VERIFIED_WITH_ACTIVITY_PRIORITY | 95.0% | AI_HEADER_VERIFICATION_ACTIVITY_PRIORITY |  |  | HEADER_VERIFICATION | {}
| Ground Floor to 5th floor |  |  | Sqm |  |  | 800 | 937 | 1473 |  | 3210 | 3210 | #ERROR! | #ERROR! |  |  | Chunk_147 | LINE_ITEM | Sqm | PAINTING_FINISHING | Acrylic Emulsion Paint |  |  | Other Building Elements |  | STAGE_3_ENHANCED_INHERITANCE | 90.0% | ENHANCED_CONTEXT_INHERITANCE | True | False | INHERITED_NO_CHANGE | {}
| 6th floor to 10th floor |  |  | Sqm |  |  | 730 | 855 | 1385 |  | 2970 | 2970 | #ERROR! | #ERROR! |  |  | Chunk_147 | LINE_ITEM | Sqm | PAINTING_FINISHING | Acrylic Emulsion Paint |  |  | Other Building Elements |  | STAGE_3_ENHANCED_INHERITANCE | 90.0% | ENHANCED_CONTEXT_INHERITANCE | True | False | INHERITED_NO_CHANGE | {}
| 11th floor to 15th floor |  |  | Sqm |  |  | 730 | 855 | 1385 |  | 2970 | 2970 | #ERROR! | #ERROR! |  |  | Chunk_147 | LINE_ITEM | Sqm | PAINTING_FINISHING | Acrylic Emulsion Paint |  |  | Other Building Elements |  | STAGE_3_ENHANCED_INHERITANCE | 90.0% | ENHANCED_CONTEXT_INHERITANCE | True | False | INHERITED_NO_CHANGE | {}
| 16th floor to 20th floor |  |  | Sqm |  |  | 584 | 684 | 1336 |  | 2604 | 2604 | #ERROR! | #ERROR! |  |  | Chunk_147 | LINE_ITEM | Sqm | PAINTING_FINISHING | Acrylic Emulsion Paint |  |  | Other Building Elements |  | STAGE_3_ENHANCED_INHERITANCE | 90.0% | ENHANCED_CONTEXT_INHERITANCE | True | False | INHERITED_NO_CHANGE | {}
| 21st floor to 25th floor |  |  | Sqm |  |  | 0 | 0 | 456 |  | 456 | 456 | #ERROR! | #ERROR! |  |  | Chunk_147 | LINE_ITEM | Sqm | PAINTING_FINISHING | Acrylic Emulsion Paint |  |  | Other Building Elements |  | STAGE_3_ENHANCED_INHERITANCE | 90.0% | ENHANCED_CONTEXT_INHERITANCE | True | False | INHERITED_NO_CHANGE | {}
| Above Terrace Floor |  |  | Sqm |  |  | 0 | 0 | 0 |  | 0 | RO | #ERROR! | 0 |  |  | Chunk_147 | LINE_ITEM | Sqm | PAINTING_FINISHING | Acrylic Emulsion Paint |  |  | Other Building Elements |  | STAGE_3_ENHANCED_INHERITANCE | 90.0% | ENHANCED_CONTEXT_INHERITANCE | True | False | INHERITED_NO_CHANGE | {}
[14 empty] | 0 |  |  |  | EMPTY | [7 empty] | STAGE_1_EMPTY_ROW
P 14 | Providing and applying one coat of economy range Exterior grade emulsion of ACE make or equivalent of approved colour including one coat of exterior grade primer, as per manufacturer's specifications etc., complete, Cleaning after completion, necessary sand papering, MS scaffolding wherever required, etc., complete, and as directed by engineer-in-charge for following locations. | [12 empty] | 0 |  |  | Chunk_148_HEADER | HEADER |  | PAINTING_FINISHING | Acrylic Emulsion Paint | One coat |  | Facades | ACTIVITY PRIORITY CONFIRMED: Applying paint | STAGE_2_AI_VERIFIED_WITH_ACTIVITY_PRIORITY | 95.0% | AI_HEADER_VERIFICATION_ACTIVITY_PRIORITY |  |  | HEADER_VERIFICATION | {}
P 14.1 | Duct walls | [12 empty] | 0 |  |  | Chunk_148 | LINE_ITEM |  | PAINTING_FINISHING | Acrylic Emulsion Paint |  |  | Other Building Elements |  | STAGE_3_ENHANCED_INHERITANCE | 90.0% | ENHANCED_CONTEXT_INHERITANCE | True | False | INHERITED_NO_CHANGE | {}
| Basement-2 floor lvl to Ground floor |  |  | Sqm |  |  | 238 | 199 | 147 | 0 | 584 | 584 | #ERROR! | #ERROR! |  |  | Chunk_148 | LINE_ITEM | Sqm | PAINTING_FINISHING | Acrylic Emulsion Paint |  |  | Foundations (Substructure) |  | STAGE_3_ENHANCED_INHERITANCE | 90.0% | ENHANCED_CONTEXT_INHERITANCE | True | False | INHERITED_NO_CHANGE | {}
| Ground floor level to Terrace |  |  | Sqm |  |  | 2276 | 1934 | 1955 | 490 | 6655 | 6655 | #ERROR! | #ERROR! |  |  | Chunk_148 | LINE_ITEM | Sqm | PAINTING_FINISHING | Acrylic Emulsion Paint |  |  | Other Building Elements |  | STAGE_3_ENHANCED_INHERITANCE | 90.0% | ENHANCED_CONTEXT_INHERITANCE | True | False | INHERITED_NO_CHANGE | {}
[14 empty] | 0 |  |  |  | EMPTY | [7 empty] | STAGE_1_EMPTY_ROW
P 14.2 | Lift shaft walls | [12 empty] | 0 |  |  | Chunk_148 | LINE_ITEM |  | PAINTING_FINISHING | Acrylic Emulsion Paint |  |  | Other Building Elements |  | STAGE_3_ENHANCED_INHERITANCE | 90.0% | ENHANCED_CONTEXT_INHERITANCE | True | False | INHERITED_NO_CHANGE | {}
| Basement-2 floor lvl to Ground floor |  |  | Sqm |  |  | 210 | 163 | 163 |  | 536 | 536 | #ERROR! | #ERROR! |  |  | Chunk_148 | LINE_ITEM | Sqm | PAINTING_FINISHING | Acrylic Emulsion Paint |  |  | Foundations (Substructure) |  | STAGE_3_ENHANCED_INHERITANCE | 90.0% | ENHANCED_CONTEXT_INHERITANCE | True | False | INHERITED_NO_CHANGE | {}
| Ground floor level to Terrace |  |  | Sqm |  |  | 1625 | 1445 | 1698 |  | 4768 | 4768 | #ERROR! | #ERROR! |  |  | Chunk_148 | LINE_ITEM | Sqm | PAINTING_FINISHING | Acrylic Emulsion Paint |  |  | Other Building Elements |  | STAGE_3_ENHANCED_INHERITANCE | 90.0% | ENHANCED_CONTEXT_INHERITANCE | True | False | INHERITED_NO_CHANGE | {}
[14 empty] | 0 |  |  |  | EMPTY | [7 empty] | STAGE_1_EMPTY_ROW
P 14.3 | Location: Under side of Service platform at all levels & at locations wherever directed by EIC. |  |  | Sqm |  |  | 18 | 10 | 27 |  | 55 | 55 | #ERROR! | #ERROR! |  |  | Chunk_148 | LINE_ITEM | Sqm | PAINTING_FINISHING | Acrylic Emulsion Paint |  |  | Other Building Elements |  | STAGE_3_ENHANCED_INHERITANCE | 90.0% | ENHANCED_CONTEXT_INHERITANCE | True | False | INHERITED_NO_CHANGE | {}
[14 empty] | 0 |  |  |  | EMPTY | [7 empty] | STAGE_1_EMPTY_ROW
| ALTERNATE to Item P 14 - CEMENT BASED PAINT -SNOWCEM | [12 empty] | 0 |  |  | Chunk_148 | LINE_ITEM |  | PAINTING_FINISHING | CEMENT BASED PAINT -SNOWCEM |  |  | Other Building Elements |  | STAGE_3_ENHANCED_INHERITANCE | 90.0% | ENHANCED_CONTEXT_INHERITANCE | True | False | INHERITED_WITH_MODIFICATION | {}
P 15 | Prepare the surface, providing and applying one coat of primer and two coats of cement based paint of Snowcem or equivalent make and approved colour shade, all as per manufacturers specification. The surface should be thoroughly cleaned and wetted before painting. Rate to include for Scaffolding. |  |  | Sqm | [6 empty] | 0 | RO | #ERROR! | 0 |  |  | Chunk_148 | LINE_ITEM | Sqm | PAINTING_FINISHING | Cement Based Paint (Snowcem) |  |  | Other Building Elements |  | STAGE_3_ENHANCED_INHERITANCE | 90.0% | ENHANCED_CONTEXT_INHERITANCE | True | False | INHERITED_WITH_MODIFICATION | {}
[14 empty] | 0 |  |  |  | EMPTY | [7 empty] | STAGE_1_EMPTY_ROW
P 16 | Providing & applying one coat of primer including preparation of surface, cleaning after completion, necessary scaffolding wherever required, etc., complete, and as directed by engineer-in-charge. | [12 empty] | 0 |  |  | Chunk_148 | LINE_ITEM |  | PAINTING_FINISHING | Primer |  |  | Other Building Elements |  | STAGE_3_ENHANCED_INHERITANCE | 90.0% | ENHANCED_CONTEXT_INHERITANCE | True | False | INHERITED_WITH_MODIFICATION | {}
P 16.1 | Location: Toilet Ceiling & wall sides above false ceiling & at locations wherever directed by EIC. | [12 empty] | 0 |  |  | Chunk_148 | LINE_ITEM |  | PAINTING_FINISHING | Acrylic Emulsion Paint |  |  | Other Building Elements |  | STAGE_3_ENHANCED_INHERITANCE | 90.0% | ENHANCED_CONTEXT_INHERITANCE | True | False | INHERITED_NO_CHANGE | {}
| Ground Floor to 5th floor |  |  | Sqm |  |  | 645 | 675 | 736 |  | 2056 | 2056 | #ERROR! | #ERROR! |  |  | Chunk_148 | LINE_ITEM | Sqm | PAINTING_FINISHING | Acrylic Emulsion Paint |  |  | Other Building Elements |  | STAGE_3_ENHANCED_INHERITANCE | 90.0% | ENHANCED_CONTEXT_INHERITANCE | True | False | INHERITED_NO_CHANGE | {}
| 6th floor to 10th floor |  |  | Sqm |  |  | 600 | 600 | 690 |  | 1890 | 1890 | #ERROR! | #ERROR! |  |  | Chunk_148 | LINE_ITEM | Sqm | PAINTING_FINISHING | Acrylic Emulsion Paint |  |  | Other Building Elements |  | STAGE_3_ENHANCED_INHERITANCE | 90.0% | ENHANCED_CONTEXT_INHERITANCE | True | False | INHERITED_NO_CHANGE | {}
| 11th floor to 15th floor |  |  | Sqm |  |  | 600 | 600 | 690 |  | 1890 | 1890 | #ERROR! | #ERROR! |  |  | Chunk_148 | LINE_ITEM | Sqm | PAINTING_FINISHING | Acrylic Emulsion Paint |  |  | Other Building Elements |  | STAGE_3_ENHANCED_INHERITANCE | 90.0% | ENHANCED_CONTEXT_INHERITANCE | True | False | INHERITED_NO_CHANGE | {}
| 16th floor to 20th floor |  |  | Sqm |  |  | 480 | 480 | 667 |  | 1627 | 1627 | #ERROR! | #ERROR! |  |  | Chunk_148 | LINE_ITEM | Sqm | PAINTING_FINISHING | Acrylic Emulsion Paint |  |  | Other Building Elements |  | STAGE_3_ENHANCED_INHERITANCE | 90.0% | ENHANCED_CONTEXT_INHERITANCE | True | False | INHERITED_NO_CHANGE | {}
| 21st floor to 25th floor |  |  | Sqm |  |  | 0 | 0 | 230 |  | 230 | 230 | #ERROR! | #ERROR! |  |  | Chunk_148 | LINE_ITEM | Sqm | PAINTING_FINISHING | Acrylic Emulsion Paint |  |  | Other Building Elements |  | STAGE_3_ENHANCED_INHERITANCE | 90.0% | ENHANCED_CONTEXT_INHERITANCE | True | False | INHERITED_NO_CHANGE | {}
| 26th floor to 27th floor |  |  | Sqm |  |  | 0 | 0 | 0 |  | 0 | RO | #ERROR! | 0 |  |  | Chunk_148 | LINE_ITEM | Sqm | PAINTING_FINISHING | Acrylic Emulsion Paint |  |  | Other Building Elements |  | STAGE_3_ENHANCED_INHERITANCE | 90.0% | ENHANCED_CONTEXT_INHERITANCE | True | False | INHERITED_NO_CHANGE | {}
[14 empty] | 0 |  |  |  | EMPTY | [7 empty] | STAGE_1_EMPTY_ROW
P 16.2 | Location: common area Lobby / corridor true ceiling & wall sides above false ceiling at all levels & at locations wherever directed by EIC. | [12 empty] | 0 |  |  | Chunk_148 | LINE_ITEM |  | PAINTING_FINISHING | Acrylic Emulsion Paint |  |  | Other Building Elements |  | STAGE_3_ENHANCED_INHERITANCE | 90.0% | ENHANCED_CONTEXT_INHERITANCE | True | False | INHERITED_NO_CHANGE | {}
| Basement-2 floor lvl to Ground floor |  |  | Sqm |  |  | 114 | 120 | 125 |  | 359 | 359 | #ERROR! | #ERROR! |  |  | Chunk_148 | LINE_ITEM | Sqm | PAINTING_FINISHING | Acrylic Emulsion Paint |  |  | Foundations (Substructure) |  | STAGE_3_ENHANCED_INHERITANCE | 90.0% | ENHANCED_CONTEXT_INHERITANCE | True | False | INHERITED_NO_CHANGE | {}
| Ground to 22nd floor |  |  | Sqm |  |  | 2619 | 3175 | 2560 |  | 8354 | 8354 | #ERROR! | #ERROR! |  |  | Chunk_149 | LINE_ITEM | Sqm | PAINTING_FINISHING | Acrylic Emulsion Paint |  |  | Other Building Elements |  | STAGE_3_ENHANCED_INHERITANCE | 90.0% | ENHANCED_CONTEXT_INHERITANCE | True | False | INHERITED_NO_CHANGE | {}
| Ground floor lvl - Double Ht ceiling |  |  | Sqm |  |  | 37 | 50 | 58 | 0 | 145 | 145 | #ERROR! | #ERROR! |  |  | Chunk_149 | LINE_ITEM | Sqm | PAINTING_FINISHING | Acrylic Emulsion Paint |  |  | Other Building Elements |  | STAGE_3_ENHANCED_INHERITANCE | 90.0% | ENHANCED_CONTEXT_INHERITANCE | True | False | INHERITED_NO_CHANGE | {}
[11 empty] | 0 | [6 empty] | EMPTY | [7 empty] | STAGE_1_EMPTY_ROW
| Providing and applying Two coats of economy range exterior emulsion of ACE make or equivalent of approved colour including one coat of exterior grade primer and two coat of putty(Exterior grade) as per manufacturer's specifications etc., complete, cleaning after completion, necessary sand papering, MS scaffolding wherever required, etc., complete, and as directed by engineer-in-charge for following locations. | [9 empty] | 0 |  |  | 0 |  |  | Chunk_150_HEADER | HEADER |  | PAINTING_FINISHING | Acrylic Emulsion Paint | Two coats |  | Facades | ACTIVITY PRIORITY CONFIRMED: Applying paint | STAGE_2_AI_VERIFIED_WITH_ACTIVITY_PRIORITY | 95.0% | AI_HEADER_VERIFICATION_ACTIVITY_PRIORITY |  |  | HEADER_VERIFICATION | {}
| Location: Lobby & sevice rooms outer walls at all basements & at locations wherever directed by EIC. |  |  | Sqm |  |  | 42 | 41 | 42 |  | 125 | 125 | #ERROR! | #ERROR! |  |  | Chunk_150 | LINE_ITEM | Sqm | PAINTING_FINISHING | Acrylic Emulsion Paint |  |  | Foundations (Substructure) |  | STAGE_3_ENHANCED_INHERITANCE | 90.0% | ENHANCED_CONTEXT_INHERITANCE | True | False | INHERITED_NO_CHANGE | {}
[11 empty] | 0 |  |  | 0 |  |  |  | EMPTY | [7 empty] | STAGE_1_EMPTY_ROW
P 17 | Providing and applying Two coats of economy range exterior emulsion of ACE make or equivalent of approved colour including one coat of exterior grade primer and one coat of putty(Exterior grade) as per manufacturer's specifications etc., complete, cleaning after completion, necessary sand papering, rate to include for joints to be grinded & brought to acceptable levels by grinding & local rectifications as required, MS scaffolding wherever required, etc., complete, and as directed by engineer-in-charge for following locations. | [12 empty] | 0 |  |  | Chunk_151_HEADER | HEADER |  | PAINTING_FINISHING | Acrylic Emulsion Paint | Two coats |  | Facades | ACTIVITY PRIORITY CONFIRMED: Applying paint | STAGE_2_AI_VERIFIED_WITH_ACTIVITY_PRIORITY | 95.0% | AI_HEADER_VERIFICATION_ACTIVITY_PRIORITY |  |  | HEADER_VERIFICATION | {}
P 17.1 | Basement shear walls & columns (including retaining wall, Shear wall & Lobby/staircase/service area outer face walls) & at locations wherever directed by EIC. (excluding lobbies & service area internal walls) | [12 empty] | 0 |  |  | Chunk_151 | LINE_ITEM |  | PAINTING_FINISHING | Acrylic Emulsion Paint |  |  | Foundations (Substructure) |  | STAGE_3_ENHANCED_INHERITANCE | 90.0% | ENHANCED_CONTEXT_INHERITANCE | True | False | INHERITED_NO_CHANGE | {}
a | Basement-2 |  |  | Sqm | 5290 | 0 | 0 | 0 | 0 | 0 | 0 | 5290 | #ERROR! | #ERROR! |  |  | Chunk_151 | LINE_ITEM | Sqm | PAINTING_FINISHING | Acrylic Emulsion Paint |  |  | Foundations (Substructure) |  | STAGE_3_ENHANCED_INHERITANCE | 90.0% | ENHANCED_CONTEXT_INHERITANCE | True | False | INHERITED_WITH_MODIFICATION | {}
b | Basement-1 |  |  | Sqm | 6976 | 0 | 0 | 0 | 0 | 0 | 0 | 6976 | #ERROR! | #ERROR! |  |  | Chunk_151 | LINE_ITEM | Sqm | PAINTING_FINISHING | Acrylic Emulsion Paint |  |  | Foundations (Substructure) |  | STAGE_3_ENHANCED_INHERITANCE | 90.0% | ENHANCED_CONTEXT_INHERITANCE | True | False | INHERITED_WITH_MODIFICATION | {}
c | Ground floor |  |  | Sqm | 1465 | 0 | 0 | 0 | 0 | 0 | 0 | 1465 | #ERROR! | #ERROR! | Car Parking Area |  | Chunk_151 | LINE_ITEM | Sqm | PAINTING_FINISHING | Acrylic Emulsion Paint |  |  | Other Building Elements |  | STAGE_3_ENHANCED_INHERITANCE | 90.0% | ENHANCED_CONTEXT_INHERITANCE | True | False | INHERITED_WITH_MODIFICATION | {}
P 17.3 | Basement ceiling (excluding lobbies, staircase & service area internal ceiling) | [12 empty] | 0 |  |  | Chunk_151 | LINE_ITEM |  | PAINTING_FINISHING | Acrylic Emulsion Paint |  |  | Foundations (Substructure) |  | STAGE_3_ENHANCED_INHERITANCE | 90.0% | ENHANCED_CONTEXT_INHERITANCE | True | False | INHERITED_NO_CHANGE | {}
a | Basement-2 |  |  | Sqm | 11564 | 0 | 0 | 0 | 0 | 0 | 0 | 11564 | #ERROR! | #ERROR! |  |  | Chunk_151 | LINE_ITEM | Sqm | PAINTING_FINISHING | Acrylic Emulsion Paint |  |  | Foundations (Substructure) |  | STAGE_3_ENHANCED_INHERITANCE | 90.0% | ENHANCED_CONTEXT_INHERITANCE | True | False | INHERITED_WITH_MODIFICATION | {}
b | Basement-1 |  |  | Sqm | 11530 | 0 | 0 | 0 | 0 | 0 | 0 | 11530 | #ERROR! | #ERROR! |  |  | Chunk_151 | LINE_ITEM | Sqm | PAINTING_FINISHING | Acrylic Emulsion Paint |  |  | Foundations (Substructure) |  | STAGE_3_ENHANCED_INHERITANCE | 90.0% | ENHANCED_CONTEXT_INHERITANCE | True | False | INHERITED_WITH_MODIFICATION | {}
c | Ground floor |  |  | Sqm | 2035 | 0 | 0 | 0 | 0 | 0 | 0 | 2035 | #ERROR! | #ERROR! | Car Parking Area |  | Chunk_151 | LINE_ITEM | Sqm | PAINTING_FINISHING | Acrylic Emulsion Paint |  |  | Other Building Elements |  | STAGE_3_ENHANCED_INHERITANCE | 90.0% | ENHANCED_CONTEXT_INHERITANCE | True | False | INHERITED_WITH_MODIFICATION | {}
P 18 | Providing and applying of One Primer and two coats of food grade epoxy CERA COTE EPW (White) / SIKA GUARD – 67 or approved equivalent over the plastered / screed surface after the water proofing treatment including MS scaffolding etc. complete as per specifications. | [12 empty] | 0 |  |  | Chunk_151 | LINE_ITEM |  | PAINTING_FINISHING | food grade epoxy CERA COTE EPW (White) / SIKA GUARD – 67 |  |  | Other Building Elements |  | STAGE_3_ENHANCED_INHERITANCE | 90.0% | ENHANCED_CONTEXT_INHERITANCE | True | False | INHERITED_WITH_MODIFICATION | {}
a | Location: UG tanks, Storm water collection sump, Rain water sump and at locations wherever directed by EIC. |  |  | Sqm |  |  | 1893 |  |  |  | 1893 | 1893 | #ERROR! | #ERROR! | Considered the floors, walls & ceiling areas. |  | Chunk_151 | LINE_ITEM | Sqm | PAINTING_FINISHING | Acrylic Emulsion Paint |  |  | Other Building Elements |  | STAGE_3_ENHANCED_INHERITANCE | 90.0% | ENHANCED_CONTEXT_INHERITANCE | True | False | INHERITED_WITH_MODIFICATION | {}
b | Location: OHT,and at locations wherever directed by EIC. |  |  | Sqm |  |  | 155 |  |  | 69 | 224 | 224 | #ERROR! | #ERROR! | Considered the floors, walls & ceiling areas. |  | Chunk_151 | LINE_ITEM | Sqm | PAINTING_FINISHING | Acrylic Emulsion Paint |  |  | Other Building Elements |  | STAGE_3_ENHANCED_INHERITANCE | 90.0% | ENHANCED_CONTEXT_INHERITANCE | True | False | INHERITED_WITH_MODIFICATION | {}
[14 empty] | 0 |  |  |  | EMPTY | [7 empty] | STAGE_1_EMPTY_ROW
P 19 | Providing and applying one coat of yellow / Orange / Approved shade paint of Apex or approved equivalent make for 100 mm wide reflective band as per drawing including one coat primer and one coat putty. The rate includes necessary surface preparation and cleaning after completion etc., complete and as directed by engineer-in-charge. Location : Parking area columns and Shear wall & at locations wherever directed by EIC. | [12 empty] | 0 |  |  | Chunk_151 | LINE_ITEM |  | PAINTING_FINISHING | yellow / Orange / Approved shade paint of Apex |  |  | Load-bearing Structural Frame |  | STAGE_3_ENHANCED_INHERITANCE | 90.0% | ENHANCED_CONTEXT_INHERITANCE | True | False | INHERITED_WITH_MODIFICATION | {}
a | Basement-2 & Basement-1 parking area columns and Shear wall |  |  | Rmt | 0 | 0 | 1288 | 1601 | 1482 | 0 | 4371 | 4371 | #ERROR! | #ERROR! |  |  | Chunk_151 | LINE_ITEM | Rmt | PAINTING_FINISHING | Acrylic Emulsion Paint |  |  | Foundations (Substructure) |  | STAGE_3_ENHANCED_INHERITANCE | 90.0% | ENHANCED_CONTEXT_INHERITANCE | True | False | INHERITED_NO_CHANGE | {}
b | GF Parking area columns and Shear wall |  |  | Rmt | 0 | 0 | 205 | 213 | 95 | 0 | 513 | 513 | #ERROR! | #ERROR! |  |  | Chunk_151 | LINE_ITEM | Rmt | PAINTING_FINISHING | Acrylic Emulsion Paint |  |  | Load-bearing Structural Frame |  | STAGE_3_ENHANCED_INHERITANCE | 90.0% | ENHANCED_CONTEXT_INHERITANCE | True | False | INHERITED_NO_CHANGE | {}
[14 empty] | 0 |  |  |  | EMPTY | [7 empty] | STAGE_1_EMPTY_ROW
| METAL WORKS PAINTING | [12 empty] | 0 |  |  | Chunk_151 | LINE_ITEM |  | PAINTING_FINISHING | Acrylic Emulsion Paint |  |  | Other Building Elements |  | STAGE_3_ENHANCED_INHERITANCE | 90.0% | ENHANCED_CONTEXT_INHERITANCE | True | False | INHERITED_NO_CHANGE | {}
P 20 | Providing and painting with two coats of synthetic enamel paint of approved make and shade on MS or on wooden surfaces over one coat of primer including preparation of surfaces , MS scaffolding etc. complete as per specifications and at locations wherever directed by EIC. | [12 empty] | 0 |  |  | Chunk_151 | LINE_ITEM |  | PAINTING_FINISHING | Synthetic Enamel Paint |  |  | Other Building Elements |  | STAGE_3_ENHANCED_INHERITANCE | 90.0% | ENHANCED_CONTEXT_INHERITANCE | True | False | INHERITED_WITH_MODIFICATION | {}
| FOR FOLLOWING AREAS | [12 empty] | 0 |  |  | Chunk_151 | LINE_ITEM |  | PAINTING_FINISHING | Synthetic Enamel Paint |  |  | Other Building Elements |  | STAGE_3_ENHANCED_INHERITANCE | 90.0% | ENHANCED_CONTEXT_INHERITANCE | True | False | INHERITED_NO_CHANGE | {}
a | Window grills . |  |  | Sqm | 0 | 0 | 0 | 0 | 0 | 0 | 0 | RO | #ERROR! | 0 |  |  | Chunk_151 | LINE_ITEM | Sqm | PAINTING_FINISHING | Synthetic Enamel Paint |  |  | Other Building Elements |  | STAGE_3_ENHANCED_INHERITANCE | 90.0% | ENHANCED_CONTEXT_INHERITANCE | True | False | INHERITED_WITH_MODIFICATION | {}
b | MS grill for electrical rooms/ service rooms window opening |  |  | Sqm | 0 | 0 | 0 | 0 | 0 | 0 | 0 | RO | #ERROR! | 0 |  |  | Chunk_151 | LINE_ITEM | Sqm | PAINTING_FINISHING | Synthetic Enamel Paint |  |  | Building Installations |  | STAGE_3_ENHANCED_INHERITANCE | 90.0% | ENHANCED_CONTEXT_INHERITANCE | True | False | INHERITED_NO_CHANGE | {}
c | MS grills for ducts @ terrace & at locations directed by EIC |  |  | Sqm | 0 | 0 | 0 | 0 | 0 | 0 | 0 | RO | #ERROR! | 0 |  |  | Chunk_152 | LINE_ITEM | Sqm | STEEL_WORKS | Structural Steel | MS Angles, Plates, Sections |  | Other Building Elements |  | STAGE_3_ENHANCED_INHERITANCE | 90.0% | ENHANCED_CONTEXT_INHERITANCE | False | False | OVERRIDE_NEW_ACTIVITY | {}
d | Staircase - Stairwell Handrail |  |  | Sqm | 14 | 0 | 289 | 283 | 318 | 0 | 890 | 904 | #ERROR! | #ERROR! |  |  | Chunk_152 | LINE_ITEM | Sqm | STEEL_WORKS | Structural Steel | MS Angles, Plates, Sections |  | Other Building Elements |  | STAGE_3_ENHANCED_INHERITANCE | 90.0% | ENHANCED_CONTEXT_INHERITANCE | False | False | OVERRIDE_NEW_ACTIVITY | {}
e | Balcony HandRail |  |  | Sqm | 0 | 0 | 882 | 970 | 1154 | 0 | 3006 | 3006 | #ERROR! | #ERROR! |  |  | Chunk_152 | LINE_ITEM | Sqm | STEEL_WORKS | Structural Steel | MS Angles, Plates, Sections |  | Other Building Elements |  | STAGE_3_ENHANCED_INHERITANCE | 90.0% | ENHANCED_CONTEXT_INHERITANCE | False | False | OVERRIDE_NEW_ACTIVITY | {}
g | Service platform railings |  |  | Sqm | 0 | 0 | 0 | 0 | 0 | 0 | 0 | RO | #ERROR! | 0 |  |  | Chunk_152 | LINE_ITEM | Sqm | STEEL_WORKS | Structural Steel | MS Angles, Plates, Sections |  | Other Building Elements |  | STAGE_3_ENHANCED_INHERITANCE | 90.0% | ENHANCED_CONTEXT_INHERITANCE | False | False | OVERRIDE_NEW_ACTIVITY | {}
g | Handicap Ramp Hand Rails |  |  | Sqm | 0 | 0 | 6 | 11 | 11 | 0 | 28 | 28 | #ERROR! | #ERROR! |  |  | Chunk_152 | LINE_ITEM | Sqm | STEEL_WORKS | Structural Steel | MS Angles, Plates, Sections |  | Other Building Elements |  | STAGE_3_ENHANCED_INHERITANCE | 90.0% | ENHANCED_CONTEXT_INHERITANCE | False | False | OVERRIDE_NEW_ACTIVITY | {}
h | Single pipe railings - Staircase & Corridors & above parapet for open terrace |  |  | Rmt | 186 |  | 0 | 0 | 0 | 0 | 0 | 186 | #ERROR! | #ERROR! |  |  | Chunk_152 | LINE_ITEM | Rmt | STEEL_WORKS | Structural Steel | MS Angles, Plates, Sections |  | Other Building Elements |  | STAGE_3_ENHANCED_INHERITANCE | 90.0% | ENHANCED_CONTEXT_INHERITANCE | False | False | OVERRIDE_NEW_ACTIVITY | {}
i | MS louvers Location : MS Louvers for ventilation shafts & DG shaft At locations wherever directed by EIC. |  |  | Sqm | 0 | 0 | 0 | 0 | 147 | 0 | 147 | 147 | #ERROR! | #ERROR! |  |  | Chunk_152 | LINE_ITEM | Sqm | STEEL_WORKS | Structural Steel | MS Angles, Plates, Sections |  | Other Building Elements |  | STAGE_3_ENHANCED_INHERITANCE | 90.0% | ENHANCED_CONTEXT_INHERITANCE | False | False | OVERRIDE_NEW_ACTIVITY | {}
j | MS ladders Location : At locations wherever directed by EIC. |  |  | Sqm | 0 | 0 | 0 | 0 | 0 | 0 | 0 | RO | #ERROR! | 0 |  |  | Chunk_152 | LINE_ITEM | Sqm | STEEL_WORKS | Structural Steel | MS Angles, Plates, Sections |  | Other Building Elements |  | STAGE_3_ENHANCED_INHERITANCE | 90.0% | ENHANCED_CONTEXT_INHERITANCE | False | False | OVERRIDE_NEW_ACTIVITY | {}
k | MS doors (shutter and frame) Location: Shaft doors & at locations wherever directed by EIC. |  |  | Sqm | 0 | 0 | 194 | 119 | 106 | 0 | 419 | 419 | #ERROR! | #ERROR! |  |  | Chunk_152 | LINE_ITEM | Sqm | STEEL_WORKS | Structural Steel | MS Angles, Plates, Sections |  | Load-bearing Structural Frame |  | STAGE_3_ENHANCED_INHERITANCE | 90.0% | ENHANCED_CONTEXT_INHERITANCE | False | False | OVERRIDE_NEW_ACTIVITY | {}
l | MS angle brackets Location: Toilet counters & at locations wherever directed by EIC. |  |  | Sqm | 0 | 0 | 70 | 70 | 59 | 0 | 199 | 199 | #ERROR! | #ERROR! |  |  | Chunk_152 | LINE_ITEM | Sqm | STEEL_WORKS | Structural Steel | MS Angles, Plates, Sections |  | Other Building Elements |  | STAGE_3_ENHANCED_INHERITANCE | 90.0% | ENHANCED_CONTEXT_INHERITANCE | False | False | OVERRIDE_NEW_ACTIVITY | {}
m | MS angle brackets Location: Kitchen & Utility counters & at locations wherever directed by EIC. |  |  | Sqm | 0 | 0 | 0 | 0 | 0 | 0 | 0 | RO | #ERROR! | 0 | As per BEL confirmation kitchen counters not considered |  | Chunk_152 | LINE_ITEM | Sqm | STEEL_WORKS | Structural Steel | MS Angles, Plates, Sections |  | Other Building Elements |  | STAGE_3_ENHANCED_INHERITANCE | 90.0% | ENHANCED_CONTEXT_INHERITANCE | False | False | OVERRIDE_NEW_ACTIVITY | {}
n | MS fabricated ramp drain grating & MS angle for cover slabs |  |  | Sqm | 38 | 0 | 0 | 0 | 0 | 0 | 0 | 38 | #ERROR! | #ERROR! |  |  | Chunk_152 | LINE_ITEM | Sqm | STEEL_WORKS | Structural Steel | MS Angles, Plates, Sections |  | Load-bearing Structural Frame |  | STAGE_3_ENHANCED_INHERITANCE | 90.0% | ENHANCED_CONTEXT_INHERITANCE | False | False | OVERRIDE_NEW_ACTIVITY | {}
o | MS Chequered plate |  |  | Sqm | 0 | 0 | 0 | 0 | 0 | 0 | 0 | RO | #ERROR! | 0 | As per BEL confirmation chequered plates are not considered |  | Chunk_152 | LINE_ITEM | Sqm | STEEL_WORKS | MS Chequered plate | MS Angles, Plates, Sections |  | Other Building Elements |  | STAGE_3_ENHANCED_INHERITANCE | 90.0% | ENHANCED_CONTEXT_INHERITANCE | False | False | OVERRIDE_NEW_ACTIVITY | {}
p | STP & UG SUMP - Platform Railing |  |  | Sqm | 138 | 0 | 0 | 0 | 0 | 0 | 0 | 138 | #ERROR! | #ERROR! |  |  | Chunk_152 | LINE_ITEM | Sqm | STEEL_WORKS | Structural Steel | MS Angles, Plates, Sections |  | Other Building Elements |  | STAGE_3_ENHANCED_INHERITANCE | 90.0% | ENHANCED_CONTEXT_INHERITANCE | False | False | OVERRIDE_NEW_ACTIVITY | {}
s | MS Z louvers Location : DG room |  |  | Sqm | 0 | 0 | 0 | 0 | 0 | 0 | 0 | RO | #ERROR! | 0 |  |  | Chunk_152 | LINE_ITEM | Sqm | STEEL_WORKS | MS Z louvers | MS Angles, Plates, Sections |  | Other Building Elements |  | STAGE_3_ENHANCED_INHERITANCE | 90.0% | ENHANCED_CONTEXT_INHERITANCE | False | False | OVERRIDE_NEW_ACTIVITY | {}
t | MS frame work for Polycarbonate sheet covering for ramps @ podium |  |  | Sqm | 0 | 0 | 0 | 0 | 0 | 0 | 0 | RO | #ERROR! | 0 |  |  | Chunk_152 | LINE_ITEM | Sqm | STEEL_WORKS | MS frame work | MS Angles, Plates, Sections |  | Load-bearing Structural Frame |  | STAGE_3_ENHANCED_INHERITANCE | 90.0% | ENHANCED_CONTEXT_INHERITANCE | False | False | OVERRIDE_NEW_ACTIVITY | {}
u | Entrance Canopy |  |  | Sqm | 0 | 0 | 24 | 25 | 23 | 0 | 72 | 72 | #ERROR! | #ERROR! |  |  | Chunk_152 | LINE_ITEM | Sqm | STEEL_WORKS | Structural Steel | MS Angles, Plates, Sections |  | Other Building Elements |  | STAGE_3_ENHANCED_INHERITANCE | 90.0% | ENHANCED_CONTEXT_INHERITANCE | False | False | OVERRIDE_NEW_ACTIVITY | {}
v | Any other locations as directed by EIC |  |  | Sqm | 0 | 0 | 0 | 0 | 0 | 0 | 0 | RO | #ERROR! | 0 |  |  | Chunk_152 | LINE_ITEM | Sqm | PAINTING_FINISHING | Acrylic Emulsion Paint |  |  | Other Building Elements |  | STAGE_3_ENHANCED_INHERITANCE | 90.0% | ENHANCED_CONTEXT_INHERITANCE | True | False | INHERITED_WITH_MODIFICATION | {}
y | MS frame work for GFRC covering |  |  | Sqm | 0 | 0 | 0 | 0 | 0 | 0 | 0 | RO | #ERROR! | 0 |  |  | Chunk_152 | LINE_ITEM | Sqm | STEEL_WORKS | MS frame work | MS Angles, Plates, Sections |  | Load-bearing Structural Frame |  | STAGE_3_ENHANCED_INHERITANCE | 90.0% | ENHANCED_CONTEXT_INHERITANCE | False | False | OVERRIDE_NEW_ACTIVITY | {}
y | Hand railing for Refuge area |  |  | Sqm | 0 | 0 | 0 | 0 | 1 | 0 | 1 | 1 | #ERROR! | #ERROR! |  |  | Chunk_152 | LINE_ITEM | Sqm | STEEL_WORKS | Structural Steel | MS Angles, Plates, Sections |  | Other Building Elements |  | STAGE_3_ENHANCED_INHERITANCE | 90.0% | ENHANCED_CONTEXT_INHERITANCE | False | False | OVERRIDE_NEW_ACTIVITY | {}
P 21 | Providing and painting with two coats of synthetic enamel paint of approved make and shade on MS surfaces over one coat of primer, with one coat of KPF (Knifing Paste Filler) metal putty including sand papering, necessary surface preparation, MS scaffolding etc. complete as per specifications for following areas and at locations wherever directed by EIC. Location : Locations wherever directed by EIC. |  |  | Sqm | 0 | 0 | 0 | 0 | 0 | 0 | 0 | RO | #ERROR! | 0 |  |  | Chunk_153 | LINE_ITEM | Sqm | PAINTING_FINISHING | synthetic enamel paint |  |  | Other Building Elements |  | STAGE_3_ENHANCED_INHERITANCE | 90.0% | ENHANCED_CONTEXT_INHERITANCE | True | False | INHERITED_WITH_MODIFICATION | {}
P 22 | Providing and painting with two coats of epoxy paint of approved make and shade on MS over one coat of primer including preparation of surfaces , MS scaffolding etc. complete as per specifications and directed by EIC. |  |  | Sqm | 0 | 0 | 0 | 0 | 0 | 0 | 0 | RO | #ERROR! | 0 |  |  | Chunk_153 | LINE_ITEM | Sqm | PAINTING_FINISHING | epoxy paint |  |  | Other Building Elements |  | STAGE_3_ENHANCED_INHERITANCE | 90.0% | ENHANCED_CONTEXT_INHERITANCE | True | False | INHERITED_WITH_MODIFICATION | {}
| SUB TOTAL OF PAINTING WORKS | [12 empty] | 0 |  |  | Chunk_153 | LINE_ITEM |  | PAINTING_FINISHING | Acrylic Emulsion Paint |  |  | Other Building Elements |  | STAGE_3_ENHANCED_INHERITANCE | 90.0% | ENHANCED_CONTEXT_INHERITANCE | True | False | INHERITED_NO_CHANGE | {}
[14 empty] | 0 |  |  |  | EMPTY | [7 empty] | STAGE_1_EMPTY_ROW
Q | FALSE CEILING | [15 empty] | Chunk_153 | LINE_ITEM |  | FALSE_CEILING | False Ceiling |  |  | Other Building Elements |  | STAGE_3_ENHANCED_INHERITANCE | 90.0% | ENHANCED_CONTEXT_INHERITANCE | False | False | OVERRIDE_NEW_ACTIVITY | {}
Q 1 | False ceiling grid system (CEPRO): Providing and fixing tiled false ceiling of specified materials of size 595x595 mm in true horizontal level, suspended on inter locking metal grid of hot dipped galvanized steel sections(galvanized @120 grams/sqm, both side inclusive)consisting of heavy duty Main "T" runner with suitably spaced joints to get required length and of size 24x38mm made from 0.30mm thick(minimum) sheet (0.26kg.rmt), spaced at 1200 mm center to center and cross "T" of size 24x26mm made of 0.30 mm thick(minimum) sheet (0.2kg/rmt), 1200 mm long spaced between main "T" at 600 mm center to center to form a grid of 1200 x600 mm and secondary cross "T" of length 600mm and size 24x26 mm made of 0.30 mm thick (Minimum) sheet (0.2kg/rmt) to be interlocked to form grids of 600x600mm and wall angle of size 24x24x0.40 mm (0.16kg/rmt) and laying false ceiling tiles of approved texture. Rate to include Sealing of junctions in false ceiling using colourless PU sealant at ceiling and wall junctions, as per directions of EIC False ceiling suspension system (CEPRO): False ceiling (Tiles, Panels) shall be suspended with frame work and accessories complete from roof slabs, beams,etc, by means of 2.8mm dia galvanized hanger, Tee Runner and edge trim etc. The suspension system consists of 6mm anchor bolt which will be directly anchored to the ceiling, 2.8 mm hanger shall be connecting the anchor bolt & the “J Hook” System to hold the main "T”. Note: Packing should be checked at the time of dispatch at site, for certifications." Including laying Aerolite- Eco friendly lightweight Calcium silicate false ceiling tiles panel size of 595 mm x 595 mm 15 mm with Integral Densified edges all around the corners. Spectra texture Tile with Butt edge. Make: Grid materials- CEPRO Calcium silicate tiles: Aerolite Rate including the cost of making openings for light fittings, grills, diffusers, cut outs made with frame of perimeter channels suitably fixed, all complete as per drawings, specification, and direction of the Engineer in Charge | [15 empty] | Chunk_154_HEADER | HEADER |  | OTHERS | Calcium silicate false ceiling tiles |  |  | Load-bearing Structural Frame | ACTIVITY PRIORITY CONFIRMED: Fixing false ceiling | STAGE_2_AI_VERIFIED_WITH_ACTIVITY_PRIORITY | 95.0% | AI_HEADER_VERIFICATION_ACTIVITY_PRIORITY |  |  | HEADER_VERIFICATION | {}
a | Location : Toilet false ceiling at all levels & at locations wherever directed by EIC. |  |  | Sqm |  |  | 1240 | 1256 | 1572 |  | 4068 | 4068 | #ERROR! | #ERROR! | Conisdered the MBR & Common Toilet Area |  | Chunk_154 | LINE_ITEM | Sqm | OTHERS | Calcium silicate false ceiling tiles |  |  | Other Building Elements |  | STAGE_3_ENHANCED_INHERITANCE | 90.0% | ENHANCED_CONTEXT_INHERITANCE | True | False | INHERITED_NO_CHANGE | {}
[14 empty] | 0 |  |  |  | EMPTY | [7 empty] | STAGE_1_EMPTY_ROW
Q 2 | GYPSUM FALSE CEILING: Providing and fixing false ceiling at all height including providing and fixing of frame work made of special sections, power pressed from M.S. sheets and galvanized with zinc coating of 120 gms/sqm (both side inclusive) as per IS : 277 and consisting of angle cleats of size 25 mm wide x 1.6 mm thick with flanges of 27 mm and 37mm, at 1200 mm centre to centre, one flange fixed to the ceiling with dash fastener 12.5 mm dia x 50mm long with 6mm dia bolts, other flange of cleat fixed to the angle hangers of 25x10x0.50 mm of required length with nuts & bolts of required size and other end of angle hanger fixed with intermediate G.I. channels 45x15x0.9 mm running at the spacing of 1200 mm centre to centre, to which the ceiling section 0.5 mm thick bottom wedge of 80 mm with tapered flanges of 26 mm each having lips of 10.5 mm, at 450 mm centre to centre, shall be fixed in a direction perpendicular to G.I. intermediate channel with connecting clips made out of 2.64 mm dia x 230 mm long G.I. wire at every junction, including fixing perimeter channels 0.5 mm thick 27 mm high having flanges of 20 mm and 30 mm long, the perimeter of ceiling fixed to wall/partition with the help of rawl plugs at 450 mm centre, with 25mm long dry wall screws @ 230 mm interval, including fixing of gypsum board to ceiling section and perimeter channel with the help of dry wall screws of size 3.5 x 25 mm at 230 mm c/c, screw fixing is done mechanically by drilling machine with suitable attachment at all levels, including jointing and finishing to a flush finish of tapered and square edges of the board with recommended jointing compound , jointing tapes , finishing with jointing compound in 3 layers covering up to 150 mm on both sides of joint and two coats of primer suitable for board, all as per manufacturer’s specification and also including the cost of making openings for light fittings, grills, diffusers, cut outs made with frame of perimeter channels suitably fixed, all complete as per drawings, specification and direction of the Engineer in Charge but with • 12.5 mm thick tapered edge gypsum plain board conforming to IS: 2095- Part I • 12.5 mm thick tapered edge gypsum fire resistant board conforming to IS: 2095- Part I • 12.5 mm thick tapered edge gypsum moisture resistant board Note: Rate to include for one coat of putty and one coat of touch-up putty, one coat of primer, two coats of acrylic emulsion paint. Rate to include for providing & removal of scaffolding to carry out false ceiling works. Rate to include Sealing of junctions in false ceiling using colourless PU sealant at ceiling and wall junctions, as per directions of EIC | [12 empty] | 0 |  |  | Chunk_155_HEADER | HEADER |  | OTHERS | Gypsum False Ceiling |  |  | Load-bearing Structural Frame | ACTIVITY PRIORITY CONFIRMED: Providing and fixing false ceiling | STAGE_2_AI_VERIFIED_WITH_ACTIVITY_PRIORITY | 95.0% | AI_HEADER_VERIFICATION_ACTIVITY_PRIORITY |  |  | HEADER_VERIFICATION | {}
Q 2.1 | Location: Double height Entrance lobby & at locations wherever directed by EIC. |  |  | Sqm |  |  | 36 | 48 | 58 |  | 142 | 142 | #ERROR! | #ERROR! | Considered the Tower Entrance Lobbies |  | Chunk_155 | LINE_ITEM | Sqm | OTHERS | Gypsum False Ceiling |  |  | Other Building Elements |  | STAGE_3_ENHANCED_INHERITANCE | 90.0% | ENHANCED_CONTEXT_INHERITANCE | True | False | INHERITED_WITH_MODIFICATION | {}
Q 2.2 | Location : Common area corridor / Lift Lobby / Fire lift lobby at all levels & at locations wherever directed by EIC. | [12 empty] | 0 |  |  | Chunk_155 | LINE_ITEM |  | OTHERS | Gypsum False Ceiling |  |  | Other Building Elements |  | STAGE_3_ENHANCED_INHERITANCE | 90.0% | ENHANCED_CONTEXT_INHERITANCE | True | False | INHERITED_WITH_MODIFICATION | {}
| Basement-2 to Basement-1 lvl |  |  | Sqm |  |  | 79 | 85 | 89 |  | 253 | 253 | #ERROR! | #ERROR! |  |  | Chunk_155 | LINE_ITEM | Sqm | OTHERS | Gypsum False Ceiling |  |  | Foundations (Substructure) |  | STAGE_3_ENHANCED_INHERITANCE | 90.0% | ENHANCED_CONTEXT_INHERITANCE | True | False | INHERITED_WITH_MODIFICATION | {}
| Lift Lobby, Fire Tower & Corridors - 1st to 27th - Floor at all levels & at locations wherever directed by EIC. |  |  | Sqm |  |  | 1799 | 2202 | 1755 |  | 5756 | 5756 | #ERROR! | #ERROR! | Considered the Common Area Corridor along with Passenger lift lobby. |  | Chunk_155 | LINE_ITEM | Sqm | OTHERS | Gypsum False Ceiling |  |  | Other Building Elements |  | STAGE_3_ENHANCED_INHERITANCE | 90.0% | ENHANCED_CONTEXT_INHERITANCE | True | False | INHERITED_WITH_MODIFICATION | {}
[14 empty] | 0 |  |  |  | EMPTY | [7 empty] | STAGE_1_EMPTY_ROW
Q 3 | Same as above item Q2, but Providing gypsum Coving of size maximum of 150 X 75 mm. | [12 empty] | 0 |  |  | Chunk_155 | LINE_ITEM |  | OTHERS | Gypsum Coving |  |  | Other Building Elements |  | STAGE_3_ENHANCED_INHERITANCE | 90.0% | ENHANCED_CONTEXT_INHERITANCE | True | False | INHERITED_WITH_MODIFICATION | {}
| Double height Entrance lobby |  |  | Rmt |  |  | 21 | 27 | 26 | 19 | 93 | 93 | #ERROR! | #ERROR! | Consider periphery of the lobby area |  | Chunk_155 | LINE_ITEM | Rmt | OTHERS | Gypsum False Ceiling |  |  | Other Building Elements |  | STAGE_3_ENHANCED_INHERITANCE | 90.0% | ENHANCED_CONTEXT_INHERITANCE | True | False | INHERITED_WITH_MODIFICATION | {}
| Basement-2 to Basement-1 lvl - lobby / corridor |  |  | Rmt |  |  | 84 | 82 | 74 | 0 | 240 | 240 | #ERROR! | #ERROR! | Consider periphery of the lobby area |  | Chunk_155 | LINE_ITEM | Rmt | OTHERS | Gypsum False Ceiling |  |  | Foundations (Substructure) |  | STAGE_3_ENHANCED_INHERITANCE | 90.0% | ENHANCED_CONTEXT_INHERITANCE | True | False | INHERITED_WITH_MODIFICATION | {}
| Ground floor - lobby / corridor |  |  | Rmt |  |  | 96 | 105 | 82 | 0 | 283 | 283 | #ERROR! | #ERROR! | Consider periphery of the lobby area |  | Chunk_155 | LINE_ITEM | Rmt | OTHERS | Gypsum False Ceiling |  |  | Other Building Elements |  | STAGE_3_ENHANCED_INHERITANCE | 90.0% | ENHANCED_CONTEXT_INHERITANCE | True | False | INHERITED_WITH_MODIFICATION | {}
| Lift Lobby, Fire Tower & Corridors - 1st to 22nd - Floor at all levels & at locations wherever directed by EIC. |  |  | Rmt |  |  | 1920 | 2100 | 1640 | 0 | 5660 | 5660 | #ERROR! | #ERROR! | Consider periphery of the lobby area |  | Chunk_155 | LINE_ITEM | Rmt | OTHERS | Gypsum False Ceiling |  |  | Other Building Elements |  | STAGE_3_ENHANCED_INHERITANCE | 90.0% | ENHANCED_CONTEXT_INHERITANCE | True | False | INHERITED_WITH_MODIFICATION | {}
[14 empty] | 0 |  |  |  | EMPTY | [7 empty] | STAGE_1_EMPTY_ROW
Q 4 | Providing and fixing gypsum board cornice work of size 150x150mm for covering firefighting pipe with 12.5mm gypsum board from India Gypsum fixed with L-angle of 25mm x 25mm as per I.G.L specification fixed to the main structure in ceiling and wall with wooden gatta,star screw, finishing the joints with the application of fabricated jointing compound, including necessary scaffolding, complete as per the approved sample. For covering Sprinkler pipes. | [12 empty] | 0 |  |  | Chunk_156_HEADER | HEADER |  | OTHERS | Gypsum Board Cornice |  |  | Other Building Elements | ACTIVITY PRIORITY CONFIRMED: Providing and fixing gypsum board cornice work | STAGE_2_AI_VERIFIED_WITH_ACTIVITY_PRIORITY | 95.0% | AI_HEADER_VERIFICATION_ACTIVITY_PRIORITY |  |  | HEADER_VERIFICATION | {}
Q. 4.1 | Basement-2 to Basement-1 lvl |  |  | Rmt | [6 empty] | 0 | RO | #ERROR! | 0 | Consider periphery of the lobby area |  | Chunk_156 | LINE_ITEM | Rmt | OTHERS | Gypsum Board Cornice |  |  | Foundations (Substructure) |  | STAGE_3_ENHANCED_INHERITANCE | 90.0% | ENHANCED_CONTEXT_INHERITANCE | True | False | INHERITED_WITH_MODIFICATION | {}
Q. 4.2 | Location : Residential units at all levels & at locations wherever directed by EIC. |  |  | Rmt |  |  | 3223 | 4190 | 3351 |  | 10764 | 10764 | #ERROR! | #ERROR! | Consider periphery of the lobby area |  | Chunk_156 | LINE_ITEM | Rmt | OTHERS | Gypsum Board Cornice |  |  | Other Building Elements |  | STAGE_3_ENHANCED_INHERITANCE | 90.0% | ENHANCED_CONTEXT_INHERITANCE | True | False | INHERITED_WITH_MODIFICATION | {}
[14 empty] | 0 |  |  |  | EMPTY | [7 empty] | STAGE_1_EMPTY_ROW
| SUB TOTAL OF FALSE CEILING WORKS | [12 empty] | 0 |  |  | Chunk_156 | LINE_ITEM |  | OTHERS | Gypsum Board Cornice |  |  | Other Building Elements |  | STAGE_3_ENHANCED_INHERITANCE | 90.0% | ENHANCED_CONTEXT_INHERITANCE | True | False | INHERITED_NO_CHANGE | {}
| WATERPROOFING WORKS | [15 empty] | Chunk_156 | LINE_ITEM |  | WATERPROOFING_WORKS | Waterproofing |  |  | Other Building Elements |  | STAGE_3_ENHANCED_INHERITANCE | 90.0% | ENHANCED_CONTEXT_INHERITANCE | False | False | OVERRIDE_NEW_ACTIVITY | {}
| PREAMBLE: 1.Approved chemicals: BASF,Fosroc,Cera Chem, Dr.Fixit,SIKA,Alhimica,Asian paints 2.Waterproofing vendor should ensure zero tolerance to leakage as per QIS - 66 (enclosed along with the BOQ) 3.Cement coefficient: (i) Plastering 20mm thk - 0.17bags/Sqm 4.Quoted rates to include for construction joint treatment and grouting for tie rod holes where ever applicable. 5.Manufactured sand (M-sand) confirming to approved gradation, admixture of approved make (FOSROC or equivalent) and dosage as per manufacturer specification to be used in plastering & concrete works 6.Detailed method statement including product details shall be submitted along with offer and approval for the same shall be taken before commencement of work. 7.Type of waterproofing considered - Tanking system for basement, PU + 150 GSM for Podium & Terrace and Acrylic Polymer Cementitious Coating for Toilets / Balcony / Utility / Inner side of Lit Pit, UG sump, STP & other sumps based on discussion & MOM dt. 13.03.2023 & 29.03.2023 Basic price of cement : Rs 240/bag | [15 empty] | Chunk_156 | LINE_ITEM |  | WATERPROOFING_WORKS | Waterproofing |  |  | Foundations (Substructure) |  | STAGE_3_ENHANCED_INHERITANCE | 90.0% | ENHANCED_CONTEXT_INHERITANCE | True | False | INHERITED_WITH_MODIFICATION | {}
K1 | Surface Preparation: The dead wall surface to be prepared to have uniform rigid surface (concrete/plaster as required) to receive the pressure sensitive HDPE membrane Providing & laying Pre applied 1.2mm thick HDPE membrane of make FOSROC,BASF,SIKA,DR.FIXIT or equivalent, a fully bonded membrane treated with unique pressure sensitive adhesive. The membrane should form an integral bond with the concrete poured against it for casting of slab / raft/retaining wall purpose. The membrane should have the following properties: 1. Elongation as per ASTM D 412 shall be > 500% 2. Puncture Resistance as per ASTM E 154 modified shall be > 1000N 3. Tensile strength as per ASTM D 412 shall be > 25 MPa 4. Peel adhesion to concrete as per ASTM D 903 shall be 2.5N/mm. 5.UV resistance of min. 45 days and conforming to BS 8102:2009 as per manufacturer's recommendation. 6.HDPE layer and a pressure sensitive adhesive layer to be covered by a weather proof protective and trafficable granular layer to protect self adhesive polymer layer. Installation: 1.The membrane to be mechanically fixed in position on the prepared dead wall with adhesive tapes/termination bars/screws as per manufacturers recommendation 2.The lapping of the membrane to be done as per factory made selvedge's and as per manufacturer recommendation 3.The terminations around sleeves/flanges to be done as per manufacturer recommendation 4.The Membrane to be terminated at the surface level with a recommended detail Mode of measurement will be applied surface area. | [15 empty] | Chunk_156 | LINE_ITEM |  | WATERPROOFING_WORKS | HDPE membrane |  |  | Foundations (Substructure) |  | STAGE_3_ENHANCED_INHERITANCE | 90.0% | ENHANCED_CONTEXT_INHERITANCE | True | False | INHERITED_WITH_MODIFICATION | {}
a | Location : Outer side of RW raft (Positive side) |  |  | Sqm | 289 | 56 |  |  |  |  | 0 | 345 | #ERROR! | 0 | Raft sides - 489.43 Rmt |  | Chunk_156 | LINE_ITEM | Sqm | WATERPROOFING_WORKS | HDPE membrane |  |  | Foundations (Substructure) |  | STAGE_3_ENHANCED_INHERITANCE | 90.0% | ENHANCED_CONTEXT_INHERITANCE | True | False | INHERITED_WITH_MODIFICATION | {}
a | Location : Lift pit outer walls & Storm water tank outer walls |  |  | Sqm | 362 | 25 |  |  |  |  | 0 | 387 | #ERROR! | 0 |  |  | Chunk_156 | LINE_ITEM | Sqm | WATERPROOFING_WORKS | HDPE membrane |  |  | Other Building Elements |  | STAGE_3_ENHANCED_INHERITANCE | 90.0% | ENHANCED_CONTEXT_INHERITANCE | True | False | INHERITED_NO_CHANGE | {}
b | Location : Retaining wall outer side (Positive side) |  |  | Sqm | 1450 | 28 |  |  |  |  | 0 | 1478 | #ERROR! | 0 | Retaining wall up to 300mm height and additional water reating structure walls DG Room extra retaining wallas as per excavation drawing |  | Chunk_156 | LINE_ITEM | Sqm | WATERPROOFING_WORKS | HDPE membrane |  |  | Other Building Elements |  | STAGE_3_ENHANCED_INHERITANCE | 90.0% | ENHANCED_CONTEXT_INHERITANCE | True | False | INHERITED_NO_CHANGE | {}
K2 | Location: Retaining wall outer side Supply and SPRAY application of single component, elastomeric 100% pure polyurethane coating & rate to include for the following Surface Preparation 1.Concrete surface must be cleaned with wire brush/grinder to remove loose mortar and must be smooth, uniform, clean and dust free to receive the treatment. Preliminary Treatment 1. Any crack, construction joints shall be treated with Polymer modified repair mortar by proper grooving arrangement (making & filling) as per manufactures recommendation 2.Angle fillet - Making coving (50X50mm) using M20 Grade Concrete admixed with additive as per manufacturers specification 3. Bore packing (Treatment steps given separately) 4.A groove to be provided on the wall to terminate the polyurethane coating or as recommended by the manufacturer. 5.Skim tape to be provided wherever dissimilar material ( Steel,PVC ) encountered ,to overlap the coating 6.If any leakage /dampness is observed in walls, necessary treatment to be done as per directions of EIC at no additional cost. Supplying and applying single component, elastomeric 100% pure polyurethane coating, Fosroc Nitoproof 600PF / FOSROC,SIKA,DRFIXIT,ALCHIMICA or equivalent, which is free from bitumen and tar, having elongation of > 400% (as per ASTM D 412), tensile strength of 2MPa (as per ASTM D 412), crack bridging up to 2mm, Adhesion to concrete 2 N/mm2 , Shore A hardness 60 (As per ASTM 2240), applied in 2 coats with a total consumption of 2.0Kg/sqm to achieve standalone waterproofing DFT of 1.5mm satisfying the requirements of ASTM C898, resistant to plant roots as per UNE CN/TS 14416. The coating shall be continued to the entire vertical area. Silica sand to be sprinkled on coating whereever wall plastering is to be done. The system includes surface preparation, crack treatment, providing haunching and priming the surface with epoxy primer, Fosroc /equivalent applied with a total consumption of 150gms/Sqm or as per manufacturer specifications, followed by application of polyurethane coating. Note: Rate to include Protection sheet over PU coating layer. Providing & laying of 275 GSM – 2 mm thick Floor guard make or equivalent, joints to be taped & should remain intact & as per directions of EIC. Mode of Measurement : Applied/ Laid Surface area. | [15 empty] | Chunk_157_HEADER | HEADER |  | WATERPROOFING_MEMBRANE | Polyurethane Coating |  |  | Other Building Elements | ACTIVITY PRIORITY CONFIRMED: Supply and SPRAY application of polyurethane coating | STAGE_2_AI_VERIFIED_WITH_ACTIVITY_PRIORITY | 95.0% | AI_HEADER_VERIFICATION_ACTIVITY_PRIORITY |  |  | HEADER_VERIFICATION | {}
a | Location : Retaining wall outer side (Positive side) |  |  | Sqm | 4599 | 727 |  |  |  |  | 0 | 5326 | 1108 | 5901208 | Retaining wall vertical sides from raft top |  | Chunk_157 | LINE_ITEM | Sqm | WATERPROOFING_MEMBRANE | Polyurethane Coating |  |  | Other Building Elements |  | STAGE_3_ENHANCED_INHERITANCE | 90.0% | ENHANCED_CONTEXT_INHERITANCE | True | False | INHERITED_NO_CHANGE | {}
K3 | Location : Retaining wall outer side (Positive side) - Protection sheet Supply and applciation of Medium duty dimpled sheet with 8 mm dimpled , having compressive strength of 200 Kg per sqmt laid over the cured as per the manufacturer's recommendation before backfilling.(Miniumof 3 days to be allowed to cure PU membrane before as per detailed methodology. Application of Protection layer Medium duty HDPE dimpledd membrane (Delta NB) a)Joints of the dimpled sheet are bonded with synthetic adhesive. b)The overlaps of the dimpled sheet should be minimum 100mm. c)Termination of the dimpled sheet is done minimum 200 mm above the ground level by providing a termination bar (25mm Aluminum strip + PU sealant). d)Back filling should be done immediately after application of dimpled sheet. |  |  | Sqm | 4599 | 727 |  |  |  |  | 0 | 5326 | 110 | 585860 | Retaining wall vertical sides from raft top |  | Chunk_157 | LINE_ITEM | Sqm | WATERPROOFING_MEMBRANE | HDPE Dimpled Membrane |  |  | Other Building Elements |  | STAGE_3_ENHANCED_INHERITANCE | 90.0% | ENHANCED_CONTEXT_INHERITANCE | True | False | OVERRIDE_NEW_ACTIVITY | {}
K5 | Location : Below Raft (Basement Footprint area) & at locations directed by EIC Surface Preparation: 1.Substrate surface (PCC) must be smooth, uniform ,clean and dust free to receive the membrane 2.Any crack shall be treated with Polymer modified repair mortar by proper grooving arrangement as per manufactures recommendation Providing & laying Pre applied (before concreting fixed on FW) 1.2mm thick HDPE membrane of make FOSROC,BASF,SIKA,DR.FIXIT or equivalent approved by EIC, a fully bonded membrane treated with unique pressure sensitive adhesive. The membrane should form an integral bond with the concrete poured against it for casting of slab / raft/retaining wall purpose. The membrane should have the following properties: 1. Elongation as per ASTM D 412 shall be > 500% 2. Puncture Resistance as per ASTM E 154 modified shall be > 1000N 3. Tensile strength as per ASTM D 412 shall be > 25 MPa 4. Peel adhesion to concrete as per ASTM D 903 shall be 2.5N/mm. 5.UV resistance of min. 45 days and conforming to BS 8102:2009 as per manufacturer's recommendation. 6.The pressure sensitive adhesive layer to be covered by a weather proof protective and trafficable granular layer to protect during construction. Installation: 1.The lapping of the membrane to be done as per factory made selvedge's and as per manufacturer recommendation 2.The terminations around sleeves ,footings, pedestals to be done as per manufacturer recommendation 3.Extra membrane to be left at the edges for vertical member overlap Mode of measurement will be applied surface area. | [15 empty] | Chunk_157 | LINE_ITEM |  | WATERPROOFING_MEMBRANE | Pre-applied HDPE Membrane |  |  | Foundations (Substructure) |  | STAGE_3_ENHANCED_INHERITANCE | 90.0% | ENHANCED_CONTEXT_INHERITANCE | True | False | OVERRIDE_NEW_ACTIVITY | {}
a | Location : Below Raft (Basement Footprint area) & storm water tanks extended beyond basement foot print & at locations directed by EIC |  |  | Sqm | 11437 | 960 |  |  |  |  | 0 | 12397 | 785 | 9731645 | Basement footing area - 10,066.7 Sqm Water retaining structures - 1,369.36 Sqm |  | Chunk_157 | LINE_ITEM | Sqm | WATERPROOFING_MEMBRANE | Polyurethane Coating |  |  | Foundations (Substructure) |  | STAGE_3_ENHANCED_INHERITANCE | 90.0% | ENHANCED_CONTEXT_INHERITANCE | True | False | INHERITED_NO_CHANGE | {}
K6 | Location : Inner sides + Floor - Lift pit , UG Sump tank, Collection sump, STP,Planter Box & OHT Providing & laying 2 coats Acrylic Polymer Cementitious Coating waterproofing treatment to vertical & horizontal surfaces 1.Adhesion to substrate (ASTMD4541:2002) - >1N/mm2 2.Shore A hardness (ASTMD2240:2010) - 80 3.Tensile strength N/mm2 (ASTM D412-2013) - >1N/mm2 4. Elongation (ASTMD 412) - Minimum 100% 5.Crack Bridging ASTM C 836 : 1995 Up to 2 mm width Surface Preparation 1.Concrete surface must cleaned with wire brush/grinder to remove loose mortar and must be smooth, uniform ,clean and dust free to receive the treatment. Preliminary Treatment: 1.Any crack ,undulations, honey combs, tie rod holes shall be treated with Polymer modified repair mortar as per manufactures recommendation 2.Angle fillet - A groove to be taken at the slab-wall interface and coving ( 30X30mm) made using CM 1:3 admixed with additive as per manufacturers specification 3.Testing by ponding water for 24 hours to identify surface defects 4.If any leak/dampness observed post water ponding Test, it needs to be pressure grouted with appropriate grouting chemical. Acrylic Polymer Cementitious Coating: 1.Two coat brush application of Acrylic reinforced Cementitious flexible waterproofing coating on internal surface to achieve a minimum DFT of 1.5mm Rate to include Making "V" grooves of size 50mm wide & 20mm deep at construction joints by mechanical chipper, saturate the sides of the grooves with water and applying two coats of LATEX SBR bonding slurry and filling the grooves by polymer modified mortar as per manufacturer's specification and all as per the directions of EIC. Mode of measurement will be applied surface area. | [15 empty] | Chunk_157 | LINE_ITEM |  | WATERPROOFING_MEMBRANE | Acrylic Polymer Cementitious Coating |  |  | Load-bearing Structural Frame |  | STAGE_3_ENHANCED_INHERITANCE | 90.0% | ENHANCED_CONTEXT_INHERITANCE | True | False | OVERRIDE_NEW_ACTIVITY | {}
a | Location : Lift pit Inner side walls + Floor |  |  | Sqm | 274 | 13 |  |  |  |  | 0 | 287 | #ERROR! | 0 | Inner walls and flooring |  | Chunk_157 | LINE_ITEM | Sqm | WATERPROOFING_MEMBRANE | Polyurethane Coating |  |  | Other Building Elements |  | STAGE_3_ENHANCED_INHERITANCE | 90.0% | ENHANCED_CONTEXT_INHERITANCE | True | False | INHERITED_NO_CHANGE | {}
b | Location : UG Sump tank & Storm water & Roof water Collection sump - Inner walls + Floor |  |  | Sqm | 1645 | 0 |  |  |  |  | 0 | 1645 | #ERROR! | 0 | Inner walls and flooring |  | Chunk_157 | LINE_ITEM | Sqm | WATERPROOFING_MEMBRANE | Polyurethane Coating |  |  | Other Building Elements |  | STAGE_3_ENHANCED_INHERITANCE | 90.0% | ENHANCED_CONTEXT_INHERITANCE | True | False | INHERITED_NO_CHANGE | {}
c | Location : STP - Inner walls + Floor |  |  | Sqm | 1992 | 0 |  |  |  |  | 0 | 1992 | #ERROR! | 0 | Inner walls and flooring |  | Chunk_157 | LINE_ITEM | Sqm | WATERPROOFING_MEMBRANE | Polyurethane Coating |  |  | Other Building Elements |  | STAGE_3_ENHANCED_INHERITANCE | 90.0% | ENHANCED_CONTEXT_INHERITANCE | True | False | INHERITED_NO_CHANGE | {}
d | Location : Planter Box - Inner walls + Floor |  |  | Sqm | 27 | 0 |  |  |  |  | 0 | 27 | #ERROR! | 0 | Planters assumed near entrance lobby since the details are not available 02 no's of 1500x600mm - 1.5m depth 01 no's of 2000x1200mm - 1.5m depth |  | Chunk_157 | LINE_ITEM | Sqm | WATERPROOFING_MEMBRANE | Polyurethane Coating |  |  | Other Building Elements |  | STAGE_3_ENHANCED_INHERITANCE | 90.0% | ENHANCED_CONTEXT_INHERITANCE | True | False | INHERITED_NO_CHANGE | {}
K7 | Extra over and above item - Only for STP Location : STP - Inner walls + Floor + ceiling STP top coat ;Coat Tar Epoxy Apply 2 coats of Thixotropic pitch extended two component epoxy resin reinforced with inert fillers and special blend of solvents over plastered surface • Specific gravity 1.2 - 1.5 • Tensile adhesion strength ≥ 1.5 N/mm2 • Dry film thickness (DFT) 200-350 microns Mode of measurement will be applied surface area. |  |  | Sqm | 2616 | 0 |  |  |  |  | 0 | 2616 | #ERROR! | 0 | Coal Tar Epoxy for STP - Inner walls , floor & ceiling (including platforms) |  | Chunk_157 | LINE_ITEM | Sqm | WATERPROOFING_MEMBRANE | Tar Epoxy Coating |  |  | Other Building Elements |  | STAGE_3_ENHANCED_INHERITANCE | 90.0% | ENHANCED_CONTEXT_INHERITANCE | True | False | OVERRIDE_NEW_ACTIVITY | {}
K8 | Plastering 20 mm thick in CM 1:4 for wall mixed with waterproofing compound, dosage as per manufacture specification. The rate shall include all lead , lift and curing, necessary scaffolding if required etc. complete as per specification and directions of Engineer-in-charge for the below mentioned locations. Cement basic price: Rs. 240/Bag | [15 empty] | Chunk_158_HEADER | HEADER |  | PLASTERING_WORK | Cement Plastering | 1:4 | 20mm thickness | Other Building Elements | ACTIVITY PRIORITY CONFIRMED: Plastering | STAGE_2_AI_VERIFIED_WITH_ACTIVITY_PRIORITY | 95.0% | AI_HEADER_VERIFICATION_ACTIVITY_PRIORITY |  |  | HEADER_VERIFICATION | {}
a | Location : Lift pit Inner side walls |  |  | Sqm | 215 | 9 |  |  |  |  | 0 | 224 | #ERROR! | 0 | Inner walls only |  | Chunk_158 | LINE_ITEM | Sqm | PLASTERING_WORK | Cement Plastering |  |  | Other Building Elements |  | STAGE_3_ENHANCED_INHERITANCE | 90.0% | ENHANCED_CONTEXT_INHERITANCE | True | False | INHERITED_NO_CHANGE | {}
b | Location : UG Sump tank & Storm water & Roof water Collection sump - Inner walls |  |  | Sqm | 890 | 0 |  |  |  |  | 0 | 890 | #ERROR! | 0 | Inner walls only |  | Chunk_158 | LINE_ITEM | Sqm | PLASTERING_WORK | Cement Plastering |  |  | Other Building Elements |  | STAGE_3_ENHANCED_INHERITANCE | 90.0% | ENHANCED_CONTEXT_INHERITANCE | True | False | INHERITED_NO_CHANGE | {}
c | Location : STP - Inner walls |  |  | Sqm | 1413 | 0 |  |  |  |  | 0 | 1413 | #ERROR! | 0 | Inner walls only |  | Chunk_158 | LINE_ITEM | Sqm | PLASTERING_WORK | Cement Plastering |  |  | Other Building Elements |  | STAGE_3_ENHANCED_INHERITANCE | 90.0% | ENHANCED_CONTEXT_INHERITANCE | True | False | INHERITED_NO_CHANGE | {}
d | Location : Planter Box - Inner walls |  |  | Sqm | 32 | 0 |  |  |  |  | 0 | 32 | #ERROR! | 0 | Planters assumed near entrance lobby since the details are not available 02 no's of 1500x600mm - 1.5m depth 01 no's of 2000x1200mm - 1.5m depth |  | Chunk_158 | LINE_ITEM | Sqm | PLASTERING_WORK | Cement Plastering |  |  | Other Building Elements |  | STAGE_3_ENHANCED_INHERITANCE | 90.0% | ENHANCED_CONTEXT_INHERITANCE | True | False | INHERITED_NO_CHANGE | {}
K9 | Providing & Laying M20 grade screed concrete - RMC for the required thickness and gradient as shown in drawing, admixed with waterproofing compound, dosage as per manufacture specification. The rate shall include all lead, lift and curing etc. complete as per specification and directions of Engineer-in-charge for the following locations. Basic price of RMC M20: Rs.3562/Cum | [15 empty] | Chunk_159_HEADER | HEADER |  | STRUCTURE_CONCRETE | Screed Concrete | M20 |  | Other Building Elements | ACTIVITY PRIORITY CONFIRMED: Providing & Laying screed concrete | STAGE_2_AI_VERIFIED_WITH_ACTIVITY_PRIORITY | 95.0% | AI_HEADER_VERIFICATION_ACTIVITY_PRIORITY |  |  | HEADER_VERIFICATION | {}
a | Location : Lift pit |  |  | Cum | 6 | 1 |  |  |  |  | 0 | 7 | #ERROR! | 0 | Screed concrete 100mm assumed Project head to confirm |  | Chunk_159 | LINE_ITEM | Cum | STRUCTURE_CONCRETE | Screed Concrete |  |  | Other Building Elements |  | STAGE_3_ENHANCED_INHERITANCE | 90.0% | ENHANCED_CONTEXT_INHERITANCE | True | False | INHERITED_NO_CHANGE | {}
b | Location : UG Sump tank & Storm water & Roof water Collection sump - Floor |  |  | Cum | 66 | 0 |  |  |  |  | 0 | 66 | #ERROR! | 0 | Screed concrete 100mm assumed Project head to confirm |  | Chunk_159 | LINE_ITEM | Cum | STRUCTURE_CONCRETE | Screed Concrete |  |  | Other Building Elements |  | STAGE_3_ENHANCED_INHERITANCE | 90.0% | ENHANCED_CONTEXT_INHERITANCE | True | False | INHERITED_NO_CHANGE | {}
c | Location : STP |  |  | Cum | 35 | 0 |  |  |  |  | 0 | 35 | #ERROR! | 0 | Screed concrete 100mm assumed Project head to confirm |  | Chunk_159 | LINE_ITEM | Cum | STRUCTURE_CONCRETE | Screed Concrete |  |  | Other Building Elements |  | STAGE_3_ENHANCED_INHERITANCE | 90.0% | ENHANCED_CONTEXT_INHERITANCE | True | False | INHERITED_NO_CHANGE | {}
d | Location : Planter Box |  |  | Cum | 7 | 0 |  |  |  |  | 0 | 7 | #ERROR! | 0 | Planters assumed near entrance lobby since the details are not available 02 no's of 1500x600mm - 1.5m depth 01 no's of 2000x1200mm - 1.5m depth |  | Chunk_159 | LINE_ITEM | Cum | STRUCTURE_CONCRETE | Screed Concrete |  |  | Other Building Elements |  | STAGE_3_ENHANCED_INHERITANCE | 90.0% | ENHANCED_CONTEXT_INHERITANCE | True | False | INHERITED_NO_CHANGE | {}
R 1 | Location: Podium Supplying and applying single component, elastomeric 100% pure polyurethane coating Surface Preparation 1.Concrete surface must cleaned with wire brush/grinder to remove loose mortar and must be smooth, uniform, clean and dust free to receive the treatment. Preliminary Treatment 1. Any crack, construction joints shall be treated with Polymer modified repair mortar by proper grooving arrangement as per manufactures recommendation 2. Block work joints, Blockwall -slab interface to be packed with Polymer modified repair mortar. Treatment to continue up to full hight of the planter wall. 3.Angle fillet - Making coving (50X50mm) using M20 Grade Concrete admixed with additive as per manufacturers specification 5.Testing by ponding water for 24 hours to identify surface defects Bore packing (Treatment steps given separately) 6.If any leak/dampness observed post water ponding Test, it needs to be pressure grouted with appropriate grouting chemical. 7.A groove to be provided on the wall to terminate the polyurethane coating or as recommended by the manufacturer. 8.Skim tape to be provided wherever dissimilar material ( Steel,PVC ) encountered ,to overlap the coating Supplying and applying single component, elastomeric 100% pure polyurethane coating, Fosroc Nitoproof 600PF / FOSROC,SIKA,DRFIXIT,ALCHIMICA or equivalent approved by EIC, which is free from bitumen and tar, having elongation of > 400% (as per ASTM D 412), tensile strength of 2MPa (as per ASTM D 412), crack bridging up to 2mm, Adhesion to concrete 2 N/mm2 , Shore A hardness 60 (As per ASTM 2240), applied in 2 coats with a total consumption of 2.0Kg/sqm to achieve standalone waterproofing DFT of 1.5mm satisfying the requirements of ASTM C898, resistant to plant roots as per UNE CN/TS 14416. The coating shall be continued to the entire horizontal area and vertical area sunken depth + 100mm. Silica sand to be sprinkled on coating whereever wall plastering is to be done. The system includes surface preparation, crack treatment, providing haunching and priming the surface with epoxy primer, Fosroc /equivalent applied with a total consumption of 150gms/Sqm or as per manufacturer specifications, followed by application of polyurethane coating. Mode of measurement will be applied surface area. | [5 empty] | 0 | [9 empty] | Chunk_160_HEADER | HEADER |  | WATERPROOFING_MEMBRANE | Polyurethane Coating | 2 coats |  | Load-bearing Structural Frame | ACTIVITY PRIORITY CONFIRMED: Supplying and applying | STAGE_2_AI_VERIFIED_WITH_ACTIVITY_PRIORITY | 95.0% | AI_HEADER_VERIFICATION_ACTIVITY_PRIORITY |  |  | HEADER_VERIFICATION | {}
|  |  |  | Sqm | 7288 | 623 | 0 |  |  |  | 0 | 7911 | #ERROR! | #ERROR! |  |  |  | EMPTY | [7 empty] | STAGE_1_EMPTY_ROW
R 1.1 | Providing and Laying 150gsm Geotextile membrane over the waterproofing coating as a protection layer. Mode of measurement will be applied surface area. |  |  | Sqm | 7288 | 623 | 0 |  |  |  | 0 | 7911 | #ERROR! | #ERROR! | For podium area |  | Chunk_160 | LINE_ITEM | Sqm | WATERPROOFING_MEMBRANE | Geotextile membrane |  |  | Other Building Elements |  | STAGE_3_ENHANCED_INHERITANCE | 90.0% | ENHANCED_CONTEXT_INHERITANCE | True | False | INHERITED_WITH_MODIFICATION | {}
R 1.2 | Plastering 20 mm thick in CM 1:4 for wall mixed with waterproofing compound, dosage as per manufacture specification. The rate shall include all lead , lift and curing, etc. complete as per specification and directions of Engineer-in-charge. |  |  | Sqm | 229 | 0 | 0 |  |  |  | 0 | 229 | #ERROR! | #ERROR! | For podium parapet walls |  | Chunk_160 | LINE_ITEM | Sqm | PLASTERING_WORK | Plaster |  | 20mm thickness | Other Building Elements |  | STAGE_3_ENHANCED_INHERITANCE | 90.0% | ENHANCED_CONTEXT_INHERITANCE | False | False | OVERRIDE_NEW_ACTIVITY | {}
R 1.3 | Providing & Laying M20 grade screed concrete - RMC for the required thickness and gradient as shown in drawing, admixed with waterproofing compound, dosage as per manufacture specification. The rate shall include all lead, lift and curing etc. complete as per specification and directions of Engineer-in-charge. |  |  | Cum | 911 | 78 | 0 |  |  |  | 0 | 989 | #ERROR! | #ERROR! | 1 25mm screed considered, Project head to confirm 125mm thick - 7288 Sqm |  | Chunk_161_HEADER | HEADER |  | STRUCTURE_CONCRETE | Screed Concrete | M20 |  | Other Building Elements | ACTIVITY PRIORITY CONFIRMED: Providing & Laying | STAGE_2_AI_VERIFIED_WITH_ACTIVITY_PRIORITY | 95.0% | AI_HEADER_VERIFICATION_ACTIVITY_PRIORITY |  |  | HEADER_VERIFICATION | {}
R 1.4 | Providing and laying M20 grade screed concrete - SMC for the required thickness and gradient as shown in drawing, using 20mm down size aggregates admixed with waterproofing compound, dosage as per manufacture specification. The rate shall include all lead , lift and curing etc. complete as per specification and directions of Engineer-in-charge. |  |  | Cum | 0 | 0 | 0 |  |  |  | 0 | RO | #ERROR! | 0 | Considered in RMC |  | Chunk_162_HEADER | HEADER |  | STRUCTURE_CONCRETE | Screed Concrete | M20 |  | Other Building Elements | ACTIVITY PRIORITY CONFIRMED: Providing and laying | STAGE_2_AI_VERIFIED_WITH_ACTIVITY_PRIORITY | 95.0% | AI_HEADER_VERIFICATION_ACTIVITY_PRIORITY |  |  | HEADER_VERIFICATION | {}
R 2 | Location - Toilets, Balcony & Kitchen / Utility / Pantry Providing & laying Acrylic Polymer Cementitious Coating waterproofing treatment to vertical & horizontal surfaces of sunken portions of TOILETS 1.Adhesion to substrate (ASTMD4541:2002) - >1N/mm2 2.Shore A hardness (ASTMD2240:2010) - 80 3.Tensile strength N/mm2 (ASTM D412-2013) - >1N/mm2 4. Elongation (ASTMD 412) - Minimum 100% 5.Crack Bridging ASTM C 836 : 1995 Up to 2 mm width Surface Preparation 1.Concrete surface must cleaned with wire brush/grinder to remove loose mortar and must be smooth, uniform ,clean and dust free to receive the treatment. Preliminary Treatment 1. Any crack, construction joints shall be treated with Polymer modified repair mortar by proper grooving arrangement as per manufactures recommendation 2. Block work joints,Blockwall -slab interface to be packed with Polymer modified repair mortar after opening the groove. Treatment to continue up to 300mm from FFL 3.Angle fillet - Making coving ( 50X50mm) using CM 1:3 admixed with additive as per manufacturers specification 4.A concrete band ( 50mm wide) admixed with IWP to be constructed across the door opening 5.Testing by ponding water for 24 hours to identify surface defects Bore packing (Treatment steps given separately) 6.If any leak/dampness observed post water ponding Test, it needs to be pressure grouted with appropriate grouting chemical. Acrylic Polymer Cementitious Coating: 1.Two coat brush application of Acrylic reinforced Cementitious flexible waterproofing coating on sunken portion and upto 300mm from FFL to achieve a minimum DFT of 1.5mm 2.A skim tape to be provided at the bore packing interface, block wall interface. Mode of measurement will be applied surface area. | [15 empty] | Chunk_162 | LINE_ITEM |  | WATERPROOFING | Acrylic Polymer Cementitious Coating |  |  | Load-bearing Structural Frame |  | STAGE_3_ENHANCED_INHERITANCE | 90.0% | ENHANCED_CONTEXT_INHERITANCE | False | False | OVERRIDE_UNIT_CONTRADICTION | {}
a | Location - Toilets, |  |  | Sqm |  |  | 1271 | 1271 | 1611 | 146 | 4299 | 4299 | #ERROR! | #ERROR! |  |  | Chunk_162 | LINE_ITEM | Sqm | STRUCTURE_CONCRETE | Screed Concrete |  |  | Other Building Elements |  | STAGE_3_ENHANCED_INHERITANCE | 90.0% | ENHANCED_CONTEXT_INHERITANCE | True | False | INHERITED_NO_CHANGE | {}
b | Location - Balcony |  |  | Sqm |  |  | 661 | 749 | 1461 | 0 | 2871 | 2871 | #ERROR! | #ERROR! |  |  | Chunk_162 | LINE_ITEM | Sqm | STRUCTURE_CONCRETE | Screed Concrete |  |  | Other Building Elements |  | STAGE_3_ENHANCED_INHERITANCE | 90.0% | ENHANCED_CONTEXT_INHERITANCE | True | False | INHERITED_NO_CHANGE | {}
c | Location - Utility |  |  | Sqm |  |  | 424 | 464 | 552 | 0 | 1440 | 1440 | #ERROR! | #ERROR! |  |  | Chunk_162 | LINE_ITEM | Sqm | STRUCTURE_CONCRETE | Screed Concrete |  |  | Other Building Elements |  | STAGE_3_ENHANCED_INHERITANCE | 90.0% | ENHANCED_CONTEXT_INHERITANCE | True | False | INHERITED_NO_CHANGE | {}
d | Location - Kitchen |  |  | Sqm | [6 empty] | 0 | RO | #ERROR! | 0 | Sunken slab not mentioned in kitchen |  | Chunk_162 | LINE_ITEM | Sqm | STRUCTURE_CONCRETE | Screed Concrete |  |  | Other Building Elements |  | STAGE_3_ENHANCED_INHERITANCE | 90.0% | ENHANCED_CONTEXT_INHERITANCE | True | False | INHERITED_NO_CHANGE | {}
R 2.1 | Providing and laying M20 grade screed concrete - SMC for the required thickness and gradient as shown in drawing, using 20mm down size aggregates admixed with waterproofing compound, dosage as per manufacture specification. The rate shall include all lead , lift and curing etc. complete as per specification and directions of Engineer-in-charge. | [13 empty] | We have considered RMC (item no - R 2.3) for the protection screed |  | Chunk_163_HEADER | HEADER |  | STRUCTURE_CONCRETE | Screed Concrete | M20 |  | Other Building Elements | ACTIVITY PRIORITY CONFIRMED: Providing and laying | STAGE_2_AI_VERIFIED_WITH_ACTIVITY_PRIORITY | 95.0% | AI_HEADER_VERIFICATION_ACTIVITY_PRIORITY |  |  | HEADER_VERIFICATION | {}
a | Location - Toilets, |  |  | Cum |  |  | 0 | 0 | 0 | 0 | 0 | RO | #ERROR! | 0 | We have considered RMC (item no - R 2.3) for the protection screed |  | Chunk_163 | LINE_ITEM | Cum | STRUCTURE_CONCRETE | Screed Concrete |  |  | Other Building Elements |  | STAGE_3_ENHANCED_INHERITANCE | 90.0% | ENHANCED_CONTEXT_INHERITANCE | True | False | INHERITED_NO_CHANGE | {}
b | Location - Balcony |  |  | Cum |  |  | 0 | 0 | 0 | 0 | 0 | RO | #ERROR! | 0 | We have considered RMC (item no - R 2.3) for the protection screed |  | Chunk_163 | LINE_ITEM | Cum | STRUCTURE_CONCRETE | Screed Concrete |  |  | Other Building Elements |  | STAGE_3_ENHANCED_INHERITANCE | 90.0% | ENHANCED_CONTEXT_INHERITANCE | True | False | INHERITED_NO_CHANGE | {}
c | Location - Utility |  |  | Cum |  |  | 0 | 0 | 0 | 0 | 0 | RO | #ERROR! | 0 | We have considered RMC (item no - R 2.3) for the protection screed |  | Chunk_163 | LINE_ITEM | Cum | STRUCTURE_CONCRETE | Screed Concrete |  |  | Other Building Elements |  | STAGE_3_ENHANCED_INHERITANCE | 90.0% | ENHANCED_CONTEXT_INHERITANCE | True | False | INHERITED_NO_CHANGE | {}
d | Location - Kitchen |  |  | Cum |  |  | 0 | 0 | 0 | 0 | 0 | RO | #ERROR! | 0 | We have considered RMC (item no - R 2.3) for the protection screed |  | Chunk_163 | LINE_ITEM | Cum | STRUCTURE_CONCRETE | Screed Concrete |  |  | Other Building Elements |  | STAGE_3_ENHANCED_INHERITANCE | 90.0% | ENHANCED_CONTEXT_INHERITANCE | True | False | INHERITED_NO_CHANGE | {}
R 2.2 | Plastering 20 mm thick in CM 1:4 for wall mixed with waterproofing compound, dosage as per manufacture specification. The rate shall include all lead , lift and curing, etc. complete as per specification and directions of Engineer-in-charge. | [15 empty] | Chunk_163 | LINE_ITEM |  | PLASTERING_WORK | Plaster |  | 20mm thickness | Other Building Elements |  | STAGE_3_ENHANCED_INHERITANCE | 90.0% | ENHANCED_CONTEXT_INHERITANCE | False | False | OVERRIDE_NEW_ACTIVITY | {}
a | Location - Toilets, |  |  | Sqm |  |  | 1076 | 1075 | 1363 | 146 | 3660 | 3660 | #ERROR! | #ERROR! | Considered for vertical surface (Sunk + 300mm) |  | Chunk_163 | LINE_ITEM | Sqm | PLASTERING_WORK | Plaster |  |  | Other Building Elements |  | STAGE_3_ENHANCED_INHERITANCE | 90.0% | ENHANCED_CONTEXT_INHERITANCE | False | False | OVERRIDE_UNIT_CONTRADICTION | {}
b | Location - Balcony |  |  | Sqm |  |  | 633 | 517 | 986 | 0 | 2136 | 2136 | #ERROR! | #ERROR! | Considered for vertical surface (Sunk + 300mm) |  | Chunk_163 | LINE_ITEM | Sqm | PLASTERING_WORK | Plaster |  |  | Other Building Elements |  | STAGE_3_ENHANCED_INHERITANCE | 90.0% | ENHANCED_CONTEXT_INHERITANCE | False | False | OVERRIDE_UNIT_CONTRADICTION | {}
c | Location - Utility |  |  | Sqm |  |  | 432 | 464 | 457 | 0 | 1353 | 1353 | #ERROR! | #ERROR! | Considered for vertical surface (Sunk + 300mm) |  | Chunk_163 | LINE_ITEM | Sqm | PLASTERING_WORK | Plaster |  |  | Other Building Elements |  | STAGE_3_ENHANCED_INHERITANCE | 90.0% | ENHANCED_CONTEXT_INHERITANCE | False | False | OVERRIDE_UNIT_CONTRADICTION | {}
d | Location - Kitchen |  |  | Sqm | [6 empty] | 0 | RO | #ERROR! | 0 | Sunken slab not mentioned in kitchen |  | Chunk_163 | LINE_ITEM | Sqm | PLASTERING_WORK | Plaster |  |  | Other Building Elements |  | STAGE_3_ENHANCED_INHERITANCE | 90.0% | ENHANCED_CONTEXT_INHERITANCE | False | False | OVERRIDE_UNIT_CONTRADICTION | {}
R 2.3 | Providing & Laying M20 grade screed concrete - RMC for the required thickness and gradient as shown in drawing, admixed with waterproofing compound, dosage as per manufacture specification. The rate shall include all lead, lift and curing etc. complete as per specification and directions of Engineer-in-charge. | [15 empty] | Chunk_164_HEADER | HEADER |  | STRUCTURE_CONCRETE | Screed Concrete | M20 |  | Other Building Elements | ACTIVITY PRIORITY CONFIRMED: Providing & Laying | STAGE_2_AI_VERIFIED_WITH_ACTIVITY_PRIORITY | 95.0% | AI_HEADER_VERIFICATION_ACTIVITY_PRIORITY |  |  | HEADER_VERIFICATION | {}
a | Location - Toilets, |  |  | Cum |  |  | 128 | 128 | 162 | 15 | 433 | 433 | #ERROR! | #ERROR! | Sunk - 100mm |  | Chunk_164 | LINE_ITEM | Cum | STRUCTURE_CONCRETE | Screed Concrete |  |  | Other Building Elements |  | STAGE_3_ENHANCED_INHERITANCE | 90.0% | ENHANCED_CONTEXT_INHERITANCE | True | False | INHERITED_NO_CHANGE | {}
b | Location - Balcony |  |  | Cum |  |  | 100 | 113 | 220 | 0 | 433 | 433 | #ERROR! | #ERROR! | Sunk - 150mm |  | Chunk_164 | LINE_ITEM | Cum | STRUCTURE_CONCRETE | Screed Concrete |  |  | Other Building Elements |  | STAGE_3_ENHANCED_INHERITANCE | 90.0% | ENHANCED_CONTEXT_INHERITANCE | True | False | INHERITED_NO_CHANGE | {}
c | Location - Utility |  |  | Cum |  |  | 64 | 70 | 83 | 0 | 217 | 217 | #ERROR! | #ERROR! | Sunk - 150mm |  | Chunk_164 | LINE_ITEM | Cum | STRUCTURE_CONCRETE | Screed Concrete |  |  | Other Building Elements |  | STAGE_3_ENHANCED_INHERITANCE | 90.0% | ENHANCED_CONTEXT_INHERITANCE | True | False | INHERITED_NO_CHANGE | {}
d | Location - Kitchen |  |  | Cum | [6 empty] | 0 | RO | #ERROR! | 0 | Sunken slab not mentioned in kitchen |  | Chunk_164 | LINE_ITEM | Cum | STRUCTURE_CONCRETE | Screed Concrete |  |  | Other Building Elements |  | STAGE_3_ENHANCED_INHERITANCE | 90.0% | ENHANCED_CONTEXT_INHERITANCE | True | False | INHERITED_NO_CHANGE | {}
R 3 | Location : Main Terrace - Including LMR & SHR. Supplying and applying single component, elastomeric 100% pure polyurethane coating Surface Preparation 1.Concrete surface must clean with wire brush/grinder to remove loose mortar and must be smooth, uniform, clean and dust free to receive the treatment. Preliminary Treatment 1. Any crack, construction joints shall be treated with Polymer modified repair mortar by proper grooving arrangement as per manufactures recommendation 2. Block work joints, Blockwall -slab interface to be packed with Polymer modified repair mortar . Treatment to continue up to full hight of the planter wall 3.Angle fillet - Making coving ( 50X50mm) using M20 Grade Concrete admixed with additive as per manufacturers specification 5.Testing by ponding water for 24 hours to identify surface defects Bore packing (Treatment steps given separately) 6.If any leak/dampness observed post water ponding Test, it needs to be pressure grouted with appropriate grouting chemical. 7.A groove to be provided on the wall to terminate the polyurethane coating or as recommended by the manufacturer. 8.skim tape to be provided wherever dissimilar material ( Steel,PVC ) encountered ,to overlap the coating Supplying and applying single component, elastomeric 100% pure polyurethane coating, Fosroc Nitoproof 600PF / FOSROC,SIKA,DRFIXIT, ALCHIMICA or equivalent approved by EIC , which is free from bitumen and tar, having elongation of > 400% (as per ASTM D 412), tensile strength of 2MPa (as per ASTM D 412), crack bridging up to 2mm, Adhesion to concrete 2 N/mm2 , Shore A hardness 60 (As per ASTM 2240), applied in 2 coats with a total consumption of 2.0Kg/sqm to achieve standalone waterproofing DFT of 1.5mm satisfying the requirements of ASTM C898, resistant to plant roots as per UNE CN/TS 14416. The coating shall be continued to the entire horizontal area and vertical area upto 300mm. Silica sand to be sprinkled on coating whereever wall plastering is to be done. The system includes surface preparation, crack treatment, providing haunching and priming the surface with epoxy primer, Fosroc /equivalent applied with a total consumption of 150gms/Sqm or as per manufacturer specifications, followed by application of polyurethane coating. Mode of measurement will be applied surface area. | [15 empty] | Chunk_164 | LINE_ITEM |  | PAINTING_FINISHING | Polyurethane Coating |  |  | Load-bearing Structural Frame |  | STAGE_3_ENHANCED_INHERITANCE | 90.0% | ENHANCED_CONTEXT_INHERITANCE | False | False | OVERRIDE_UNIT_CONTRADICTION | {}
|  |  |  | Sqm | 0 | 0 | 977 | 1187 | 898 | 332 | 3394 | 3394 | 998 | 3387212 |  |  |  | EMPTY | [7 empty] | STAGE_1_EMPTY_ROW
R 3.1 | Providing and Laying 150gsm Geotextile membrane over the waterproofing coating as a protection layer. Mode of measurement will be applied surface area. |  |  | Sqm | 0 | 0 | 977 | 1187 | 898 | 332 | 3394 | 3394 | 85 | 288490 |  |  | Chunk_164 | LINE_ITEM | Sqm | OTHERS | Geotextile membrane |  |  | Other Building Elements |  | STAGE_3_ENHANCED_INHERITANCE | 90.0% | ENHANCED_CONTEXT_INHERITANCE | False | False | OVERRIDE_UNIT_CONTRADICTION | {}
R 3.2 | Providing & Laying M20 grade screed concrete - RMC for the required thickness and gradient as shown in drawing, admixed with waterproofing compound, dosage as per manufacture specification. The rate shall include all lead, lift and curing etc. complete as per specification and directions of Engineer-in-charge. |  |  | Cum | 0 | 0 | 98 | 123 | 90 | 32 | 343 | 343 | 6461 | 2216123 | Thickness to be confirmed. Considered 100mm thickness for screed concrete |  | Chunk_165_HEADER | HEADER |  | STRUCTURE_CONCRETE | Screed Concrete | M20 |  | Other Building Elements | ACTIVITY PRIORITY CONFIRMED: Laying | STAGE_2_AI_VERIFIED_WITH_ACTIVITY_PRIORITY | 95.0% | AI_HEADER_VERIFICATION_ACTIVITY_PRIORITY |  |  | HEADER_VERIFICATION | {}
R 3.3 | Plastering 20 mm thick in CM 1:4 for wall mixed with waterproofing compound, dosage as per manufacture specification. The rate shall include all lead , lift and curing, etc. complete as per specification and directions of Engineer-in-charge. |  |  | Sqm | 0 | 0 | 179 | 193 | 158 | 80 | 610 | 610 | 381 | 232410 | Plastering is considered till the coving height |  | Chunk_165 | LINE_ITEM | Sqm | PLASTERING_WORK | Plaster with waterproofing compound |  | 20mm thickness | Other Building Elements |  | STAGE_3_ENHANCED_INHERITANCE | 90.0% | ENHANCED_CONTEXT_INHERITANCE | False | False | OVERRIDE_UNIT_CONTRADICTION | {}
R 3.4 | Providing and laying M20 grade screed concrete - SMC for the required thickness and gradient as shown in drawing, using 20mm down size aggregates admixed with waterproofing compound, dosage as per manufacture specification. The rate shall include all lead , lift and curing etc. complete as per specification and directions of Engineer-in-charge. |  |  | Cum | 0 | 0 | 0 | 0 | 0 | 0 | 0 | RO | 6461 | 0 | RMC screed considered |  | Chunk_166_HEADER | HEADER |  | STRUCTURE_CONCRETE | Screed Concrete | M20 |  | Other Building Elements | ACTIVITY PRIORITY CONFIRMED: Laying | STAGE_2_AI_VERIFIED_WITH_ACTIVITY_PRIORITY | 95.0% | AI_HEADER_VERIFICATION_ACTIVITY_PRIORITY |  |  | HEADER_VERIFICATION | {}
R 3 | Location : Refugee Terrace Supplying and applying single component, elastomeric 100% pure polyurethane coating Surface Preparation 1.Concrete surface must clean with wire brush/grinder to remove loose mortar and must be smooth, uniform, clean and dust free to receive the treatment. Preliminary Treatment 1. Any crack, construction joints shall be treated with Polymer modified repair mortar by proper grooving arrangement as per manufactures recommendation 2. Block work joints, Blockwall -slab interface to be packed with Polymer modified repair mortar . Treatment to continue up to full hight of the planter wall 3.Angle fillet - Making coving ( 50X50mm) using M20 Grade Concrete admixed with additive as per manufacturers specification 5.Testing by ponding water for 24 hours to identify surface defects Bore packing (Treatment steps given separately) 6.If any leak/dampness observed post water ponding Test, it needs to be pressure grouted with appropriate grouting chemical. 7.A groove to be provided on the wall to terminate the polyurethane coating or as recommended by the manufacturer. 8.skim tape to be provided wherever dissimilar material ( Steel,PVC ) encountered ,to overlap the coating Supplying and applying single component, elastomeric 100% pure polyurethane coating, Fosroc Nitoproof 600PF / FOSROC,SIKA,DRFIXIT, ALCHIMICA or equivalent approved by EIC , which is free from bitumen and tar, having elongation of > 400% (as per ASTM D 412), tensile strength of 2MPa (as per ASTM D 412), crack bridging up to 2mm, Adhesion to concrete 2 N/mm2 , Shore A hardness 60 (As per ASTM 2240), applied in 2 coats with a total consumption of 2.0Kg/sqm to achieve standalone waterproofing DFT of 1.5mm satisfying the requirements of ASTM C898, resistant to plant roots as per UNE CN/TS 14416. The coating shall be continued to the entire horizontal area and vertical area upto 300mm. Silica sand to be sprinkled on coating whereever wall plastering is to be done. The system includes surface preparation, crack treatment, providing haunching and priming the surface with epoxy primer, Fosroc /equivalent applied with a total consumption of 150gms/Sqm or as per manufacturer specifications, followed by application of polyurethane coating. Mode of measurement will be applied surface area. | [15 empty] | Chunk_167_HEADER | HEADER |  | WATERPROOFING_MEMBRANE | Polyurethane Coating |  |  | Load-bearing Structural Frame | ACTIVITY PRIORITY CONFIRMED: Applying | STAGE_2_AI_VERIFIED_WITH_ACTIVITY_PRIORITY | 95.0% | AI_HEADER_VERIFICATION_ACTIVITY_PRIORITY |  |  | HEADER_VERIFICATION | {}
|  |  |  | Sqm | 0 | 0 | 0 | 0 | 129 | 0 | 129 | 129 | 998 | 128742 |  |  |  | EMPTY | [7 empty] | STAGE_1_EMPTY_ROW
R 3.1 | Providing and Laying 150gsm Geotextile membrane over the waterproofing coating as a protection layer. Mode of measurement will be applied surface area. |  |  | Sqm | 0 | 0 | 0 | 0 | 129 | 0 | 129 | 129 | 85 | 10965 |  |  | Chunk_167 | LINE_ITEM | Sqm | GEOTEXTILE_MEMBRANE | Geotextile membrane |  |  | Other Building Elements |  | STAGE_3_ENHANCED_INHERITANCE | 90.0% | ENHANCED_CONTEXT_INHERITANCE | False | False | OVERRIDE_NEW_ACTIVITY | {}
R 3.2 | Providing & Laying M20 grade screed concrete - RMC for the required thickness and gradient as shown in drawing, admixed with waterproofing compound, dosage as per manufacture specification. The rate shall include all lead, lift and curing etc. complete as per specification and directions of Engineer-in-charge. |  |  | Cum | 0 | 0 | 0 | 0 | 16 | 0 | 16 | 16 | 6461 | 103376 |  |  | Chunk_168_HEADER | HEADER |  | STRUCTURE_CONCRETE | Screed Concrete | M20 |  | Other Building Elements | ACTIVITY PRIORITY CONFIRMED: Laying | STAGE_2_AI_VERIFIED_WITH_ACTIVITY_PRIORITY | 95.0% | AI_HEADER_VERIFICATION_ACTIVITY_PRIORITY |  |  | HEADER_VERIFICATION | {}
R 3.3 | Plastering 20 mm thick in CM 1:4 for wall mixed with waterproofing compound, dosage as per manufacture specification. The rate shall include all lead , lift and curing, etc. complete as per specification and directions of Engineer-in-charge. |  |  | Sqm | 0 | 0 | 0 | 0 | 8 | 0 | 8 | 8 | 381 | 3048 |  |  | Chunk_168 | LINE_ITEM | Sqm | PLASTERING_WORK | Cement Plaster with waterproofing compound |  | 20mm thickness | Other Building Elements |  | STAGE_3_ENHANCED_INHERITANCE | 90.0% | ENHANCED_CONTEXT_INHERITANCE | False | False | OVERRIDE_UNIT_CONTRADICTION | {}
R 3.4 | Providing and laying M20 grade screed concrete - SMC for the required thickness and gradient as shown in drawing, using 20mm down size aggregates admixed with waterproofing compound, dosage as per manufacture specification. The rate shall include all lead , lift and curing etc. complete as per specification and directions of Engineer-in-charge. |  |  | Cum | 0 | 0 | 0 | 0 | 0 | 0 | 0 | RO | 6461 | 0 |  |  | Chunk_169_HEADER | HEADER |  | STRUCTURE_CONCRETE | Screed Concrete | M20 |  | Other Building Elements | ACTIVITY PRIORITY CONFIRMED: Laying | STAGE_2_AI_VERIFIED_WITH_ACTIVITY_PRIORITY | 95.0% | AI_HEADER_VERIFICATION_ACTIVITY_PRIORITY |  |  | HEADER_VERIFICATION | {}
R 4 | Location : WP over Rcc slab duct covering @ Terrace Lvl & Basement ventilation shaft RCC slab covering Supplying and applying single component, elastomeric 100% pure polyurethane coating Surface Preparation 1.Concrete surface must clean with wire brush/grinder to remove loose mortar and must be smooth, uniform, clean and dust free to receive the treatment. Preliminary Treatment 1. Any crack, construction joints shall be treated with Polymer modified repair mortar by proper grooving arrangement as per manufactures recommendation 2. Block work joints, Blockwall -slab interface to be packed with Polymer modified repair mortar . Treatment to continue up to full hight of the planter wall 3.Angle fillet - Making coving ( 50X50mm) using M20 Grade Concrete admixed with additive as per manufacturers specification 5.Testing by ponding water for 24 hours to identify surface defects Bore packing (Treatment steps given separately) 6.If any leak/dampness observed post water ponding Test, it needs to be pressure grouted with appropriate grouting chemical. 7.A groove to be provided on the wall to terminate the polyurethane coating or as recommended by the manufacturer. 8.skim tape to be provided wherever dissimilar material ( Steel,PVC ) encountered ,to overlap the coating Supplying and applying single component, elastomeric 100% pure polyurethane coating, Fosroc Nitoproof 600PF / FOSROC,SIKA,DRFIXIT, ALCHIMICA or equivalent approved by EIC , which is free from bitumen and tar, having elongation of > 400% (as per ASTM D 412), tensile strength of 2MPa (as per ASTM D 412), crack bridging up to 2mm, Adhesion to concrete 2 N/mm2 , Shore A hardness 60 (As per ASTM 2240), applied in 2 coats with a total consumption of 2.0Kg/sqm to achieve standalone waterproofing DFT of 1.5mm satisfying the requirements of ASTM C898, resistant to plant roots as per UNE CN/TS 14416. The coating shall be continued to the entire horizontal area and vertical area upto 300mm. Silica sand to be sprinkled on coating whereever wall plastering is to be done. The system includes surface preparation, crack treatment, providing haunching and priming the surface with epoxy primer, Fosroc /equivalent applied with a total consumption of 150gms/Sqm or as per manufacturer specifications, followed by application of polyurethane coating. Mode of measurement will be applied surface area. | [15 empty] | Chunk_169 | LINE_ITEM |  | WATERPROOFING_WORK | Polyurethane Waterproofing Coating |  |  | Foundations (Substructure) |  | STAGE_3_ENHANCED_INHERITANCE | 90.0% | ENHANCED_CONTEXT_INHERITANCE | False | False | OVERRIDE_UNIT_CONTRADICTION | {}
|  |  |  | Sqm | 47 | 4 | 32 | 45 | 201 |  | 278 | 329 | 998 | 328342 | For Ventilation shaft RCC slab covering |  |  | EMPTY | [7 empty] | STAGE_1_EMPTY_ROW
R 4.1 | Providing and Laying 150gsm Geotextile membrane over the waterproofing coating as a protection layer. Mode of measurement will be applied surface area. |  |  | Sqm | 47 | 4 | 32 | 45 | 201 |  | 278 | 329 | 85 | 27965 |  |  | Chunk_169 | LINE_ITEM | Sqm | GEOTEXTILE_WORK | Geotextile Membrane |  |  | Other Building Elements |  | STAGE_3_ENHANCED_INHERITANCE | 90.0% | ENHANCED_CONTEXT_INHERITANCE | False | False | OVERRIDE_UNIT_CONTRADICTION | {}
R 4.2 | Providing & Laying M20 grade screed concrete - RMC for the required thickness and gradient as shown in drawing, admixed with waterproofing compound, dosage as per manufacture specification. The rate shall include all lead, lift and curing etc. complete as per specification and directions of Engineer-in-charge. |  |  | Cum | 0 | 1 | 1 | 1 | 11 |  | 13 | 14 | 6461 | 90454 | For Ventilation shaft RCC slab covering Thickness to be confirmed considered 75mm thickness for screed concrete |  | Chunk_170_HEADER | HEADER |  | STRUCTURE_CONCRETE | Screed Concrete | M20 |  | Other Building Elements | ACTIVITY PRIORITY CONFIRMED: Laying | STAGE_2_AI_VERIFIED_WITH_ACTIVITY_PRIORITY | 95.0% | AI_HEADER_VERIFICATION_ACTIVITY_PRIORITY |  |  | HEADER_VERIFICATION | {}
R 4.3 | Plastering 20 mm thick in CM 1:4 for wall mixed with waterproofing compound, dosage as per manufacture specification. The rate shall include all lead , lift and curing, etc. complete as per specification and directions of Engineer-in-charge. |  |  | Sqm | 4 | 4 |  |  | 8 |  | 8 | 16 | 381 | 6096 | For terrace area - Since Screed has considered for protection plastering is not considered For the Refugee area we have considered the plastering. Based upon the discussion with BEL considered the height as 150mm |  | Chunk_170 | LINE_ITEM | Sqm | PLASTERING_WORK | Plaster with waterproofing compound |  | 20mm thickness | Other Building Elements |  | STAGE_3_ENHANCED_INHERITANCE | 90.0% | ENHANCED_CONTEXT_INHERITANCE | False | False | OVERRIDE_UNIT_CONTRADICTION | {}
R 4.4 | Providing and laying M20 grade screed concrete - SMC for the required thickness and gradient as shown in drawing, using 20mm down size aggregates admixed with waterproofing compound, dosage as per manufacture specification. The rate shall include all lead , lift and curing etc. complete as per specification and directions of Engineer-in-charge. |  |  | Cum | [6 empty] | 0 | RO | 6461 | 0 | RMC screed considered |  | Chunk_171_HEADER | HEADER |  | STRUCTURE_CONCRETE | Screed Concrete | M20 |  | Other Building Elements | ACTIVITY PRIORITY CONFIRMED: laying | STAGE_2_AI_VERIFIED_WITH_ACTIVITY_PRIORITY | 95.0% | AI_HEADER_VERIFICATION_ACTIVITY_PRIORITY |  |  | HEADER_VERIFICATION | {}
R 5 | SWIMMING POOL WATERPROOFING : High End Acrylic Method The surface shall be prepared thoroughly by chipping all loose material/mortar, cleaned with wire brush and coir brush in order to remove all loose & deleterious matter, dust etc. • 25 mm deep “V” grooves shall be cut along concrete junctions and construction joints, and shall be filled with polymer modified mortar (1:3 CM admixed with SIKA LATEX /EQUIVALENT at a dosage of 300ml per bag of cement) with proper coving at corners. • The swimming pool shall be filled with water to its full capacity • Leakages if any shall be marked. 12 mm dia GI Nipples shall be fixed at leakage points weak locations, and along construction joints and pressure grouted using neat cement slurry admixed with grouting additive CERA EXPAN – 250/Equivalent at a dosage of 225 Gms per bag of cement using 40 psi hand pump. • Water shall be removed and the waterbody shall be cleaned thoroughly to remove all loose particles, dust etc. • Elastic liquid applied crack bridging, 2 pack acrylic cementitious waterproofing system SIKA TOP SEAL 109 HI shall be applied@ 2.2kg Per Sq.M (For two coats) . Glass fibre mesh shall be used as reinforcement between the two coats. When the second coat is in tacky condition, quartz sand shall be sprinkled to act as a key for bonding the plastering for wall area. • 20mm thick 1:4 CM plastering shall be done for wall and floor mixed with polymer additive bonding agent SIKA LATEX/ EQUIVALENT @ dosage 300ml per bag of cement and cured. • Required thick screed concreting admixed with waterproofing compound SIKA PLASTOCRETE / EQUIVALENT @ 200ml per bag of cement shall be done for floor area and cured Mode of Measurement : Applied/ Laid Surface area. Note: Cost of 20mm thk waterproof plaster & protective screed concreting shall be measured & paid under relevant line item of works. Location: Swimming Pool Inner Walls & floor | [13 empty] | Pool area, Pool service area and deck area considered |  | Chunk_171 | LINE_ITEM |  | OTHERS | Acrylic Cementitious Waterproofing System |  |  | Other Building Elements |  | STAGE_3_ENHANCED_INHERITANCE | 90.0% | ENHANCED_CONTEXT_INHERITANCE | False | False | OVERRIDE_UNIT_CONTRADICTION | {}
|  |  |  | Sqm | [5 empty] | 555 | 555 | 555 | 950 | 527250 |  |  |  | EMPTY | [7 empty] | STAGE_1_EMPTY_ROW
| Location: Jacuzzi Inner Walls & floor |  |  | Sqm | [6 empty] | 0 | RO | #ERROR! | 0 |  |  | Chunk_171 | LINE_ITEM | Sqm | STRUCTURE_CONCRETE | Screed Concrete |  |  | Other Building Elements |  | STAGE_3_ENHANCED_INHERITANCE | 90.0% | ENHANCED_CONTEXT_INHERITANCE | True | False | INHERITED_WITH_MODIFICATION | {}
| Location: Water feature - Inner Walls & floor |  |  | Sqm | [6 empty] | 0 | RO | #ERROR! | 0 | Pool area, Pool service area and deck area considered |  | Chunk_171 | LINE_ITEM | Sqm | STRUCTURE_CONCRETE | Screed Concrete |  |  | Other Building Elements |  | STAGE_3_ENHANCED_INHERITANCE | 90.0% | ENHANCED_CONTEXT_INHERITANCE | True | False | INHERITED_WITH_MODIFICATION | {}
R 5.2 | Providing & Laying M20 grade screed concrete - RMC for the required thickness and gradient as shown in drawing, admixed with waterproofing compound, dosage as per manufacture specification. The rate shall include all lead, lift and curing etc. complete as per specification and directions of Engineer-in-charge. |  |  | Cum | [5 empty] | 41 | 41 | 41 | 6461 | 264901 |  |  | Chunk_172_HEADER | HEADER |  | STRUCTURE_CONCRETE | Screed Concrete | M20 |  | Other Building Elements | ACTIVITY PRIORITY CONFIRMED: Laying | STAGE_2_AI_VERIFIED_WITH_ACTIVITY_PRIORITY | 95.0% | AI_HEADER_VERIFICATION_ACTIVITY_PRIORITY |  |  | HEADER_VERIFICATION | {}
| Location: Jacuzzi Inner Walls & floor |  |  | Cum | [6 empty] | 0 | RO | #ERROR! | 0 |  |  | Chunk_172 | LINE_ITEM | Cum | STRUCTURE_CONCRETE | Screed Concrete |  |  | Other Building Elements |  | STAGE_3_ENHANCED_INHERITANCE | 90.0% | ENHANCED_CONTEXT_INHERITANCE | True | False | INHERITED_NO_CHANGE | {}
| Location: Water feature - Inner Walls & floor |  |  | Cum | [6 empty] | 0 | RO | #ERROR! | 0 | Pool area, Pool service area and deck area considered |  | Chunk_172 | LINE_ITEM | Cum | STRUCTURE_CONCRETE | Screed Concrete |  |  | Other Building Elements |  | STAGE_3_ENHANCED_INHERITANCE | 90.0% | ENHANCED_CONTEXT_INHERITANCE | True | False | INHERITED_NO_CHANGE | {}
R 5.3 | Plastering 20 mm thick in CM 1:4 for wall mixed with waterproofing compound, dosage as per manufacture specification. The rate shall include all lead , lift and curing, etc. complete as per specification and directions of Engineer-in-charge. |  |  | Sqm | [5 empty] | 555 | 555 | 555 | 381 | 211455 |  |  | Chunk_172 | LINE_ITEM | Sqm | PLASTERING_WORK | Plastering |  | 20mm thickness | Other Building Elements |  | STAGE_3_ENHANCED_INHERITANCE | 90.0% | ENHANCED_CONTEXT_INHERITANCE | False | False | OVERRIDE_UNIT_CONTRADICTION | {}
| Location: Jacuzzi Inner Walls & floor |  |  | Sqm | [6 empty] | 0 | RO | #ERROR! | 0 |  |  | Chunk_172 | LINE_ITEM | Sqm | STRUCTURE_CONCRETE | Screed Concrete |  |  | Other Building Elements |  | STAGE_3_ENHANCED_INHERITANCE | 90.0% | ENHANCED_CONTEXT_INHERITANCE | True | False | INHERITED_WITH_MODIFICATION | {}
| Location: Water feature - Inner Walls & floor |  |  | Sqm | [6 empty] | 0 | RO | #ERROR! | 0 |  |  | Chunk_172 | LINE_ITEM | Sqm | STRUCTURE_CONCRETE | Screed Concrete |  |  | Other Building Elements |  | STAGE_3_ENHANCED_INHERITANCE | 90.0% | ENHANCED_CONTEXT_INHERITANCE | True | False | INHERITED_WITH_MODIFICATION | {}
R 5.4 | Providing and laying M20 grade screed concrete - SMC for the required thickness and gradient as shown in drawing, using 20mm down size aggregates admixed with waterproofing compound, dosage as per manufacture specification. The rate shall include all lead , lift and curing etc. complete as per specification and directions of Engineer-in-charge. |  |  | Cum | [6 empty] | 0 | RO | #ERROR! | 0 |  |  | Chunk_173_HEADER | HEADER |  | STRUCTURE_CONCRETE | Screed Concrete | M20 |  | Other Building Elements | ACTIVITY PRIORITY CONFIRMED: laying | STAGE_2_AI_VERIFIED_WITH_ACTIVITY_PRIORITY | 95.0% | AI_HEADER_VERIFICATION_ACTIVITY_PRIORITY |  |  | HEADER_VERIFICATION | {}
| Location: Jacuzzi Inner Walls & floor |  |  | Cum | [6 empty] | 0 | RO | #ERROR! | 0 |  |  | Chunk_173 | LINE_ITEM | Cum | STRUCTURE_CONCRETE | Screed Concrete |  |  | Other Building Elements |  | STAGE_3_ENHANCED_INHERITANCE | 90.0% | ENHANCED_CONTEXT_INHERITANCE | True | False | INHERITED_NO_CHANGE | {}
| Location: Water feature - Inner Walls & floor |  |  | Cum | [6 empty] | 0 | RO | #ERROR! | 0 |  |  | Chunk_173 | LINE_ITEM | Cum | STRUCTURE_CONCRETE | Screed Concrete |  |  | Other Building Elements |  | STAGE_3_ENHANCED_INHERITANCE | 90.0% | ENHANCED_CONTEXT_INHERITANCE | True | False | INHERITED_NO_CHANGE | {}
[15 empty] | All the dmensions as per MEP drawings Tower C - OHT details are avilable and considered same for Tower A & B |  |  | EMPTY | [7 empty] | STAGE_1_EMPTY_ROW
R 6 | Location : Inner sides + Floor - OHT Providing & laying 2 coats Acrylic Polymer Cementitious Coating waterproofing treatment to vertical & horizontal surfaces 1.Adhesion to substrate (ASTMD4541:2002) - >1N/mm2 2.Shore A hardness (ASTMD2240:2010) - 80 3.Tensile strength N/mm2 (ASTM D412-2013) - >1N/mm2 4. Elongation (ASTMD 412) - Minimum 100% 5.Crack Bridging ASTM C 836 : 1995 Up to 2 mm width Surface Preparation 1.Concrete surface must cleaned with wire brush/grinder to remove loose mortar and must be smooth, uniform ,clean and dust free to receive the treatment. Preliminary Treatment 1.Any crack ,undulations, honey combs, tie rod holes shall be treated with Polymer modified repair mortar as per manufactures recommendation 2.Angle fillet - A groove to be taken at the slab-wall interface and coving ( 30X30mm) made using CM 1:3 admixed with additive as per manufacturers specification 3.Testing by ponding water for 24 hours to identify surface defects 4.If any leak/dampness observed post water ponding Test, it needs to be pressure grouted with appropriate grouting chemical. Acrylic Polymer Cementitious Coating: 1.Two coat brush application of Acrylic reinforced Cementitious flexible waterproofing coating on internal surface to achieve a minimum DFT of 1.5mm Rate to include Making "V" grooves of size 50mm wide & 20mm deep at construction joints by mechanical chipper, saturate the sides of the grooves with water and applying two coats of CERA LATEX SBR bonding slurry and filling the grooves by polymer modified mortar as per manufacturer's specification and all as per the directions of EIC. Mode of measurement will be applied surface area. |  |  | Sqm |  |  | 128 | 128 | 128 |  | 384 | 384 | 500 | 192000 | All the dmensions as per MEP drawings Tower C - OHT details are avilable and considered same for Tower A & B Clubhouse OHT is as per Architectural provision drawings |  | Chunk_174_HEADER | HEADER |  | WATERPROOFING_MEMBRANE | Acrylic Polymer Cementitious Coating | Two coats |  | Load-bearing Structural Frame | ACTIVITY PRIORITY CONFIRMED: Providing & laying waterproofing treatment | STAGE_2_AI_VERIFIED_WITH_ACTIVITY_PRIORITY | 95.0% | AI_HEADER_VERIFICATION_ACTIVITY_PRIORITY |  |  | HEADER_VERIFICATION | {}
R 6.1 | Plastering 20 mm thick in CM 1:4 for wall mixed with waterproofing compound, dosage as per manufacture specification. The rate shall include all lead , lift and curing, necessary scaffolding if required etc. complete as per specification and directions of Engineer-in-charge for the below mentioned locations. Location : OHT - Inner walls |  |  | Sqm |  |  | 101 | 101 | 101 |  | 303 | 303 | 381 | 115443 | All the dmensions as per MEP drawings 125mm screed considered Tower C - OHT details are avilable and considered same for Tower A & B Clubhouse OHT is as per Architectural provision drawings |  | Chunk_174 | LINE_ITEM | Sqm | PLASTERING_WORK | Plaster |  | 20mm thickness | Other Building Elements |  | STAGE_3_ENHANCED_INHERITANCE | 90.0% | ENHANCED_CONTEXT_INHERITANCE | False | False | OVERRIDE_NEW_ACTIVITY | {}
R 6.2 | Providing & Laying M20 grade screed concrete - RMC for the required thickness and gradient as shown in drawing, admixed with waterproofing compound, dosage as per manufacture specification. The rate shall include all lead, lift and curing etc. complete as per specification and directions of Engineer-in-charge for the following locations. Location : OHT |  |  | Cum |  |  | 4 | 4 | 4 |  | 12 | 12 | 6461 | 77532 | RMC screed considered |  | Chunk_175_HEADER | HEADER |  | STRUCTURE_CONCRETE | Screed Concrete | M20 |  | Other Building Elements | ACTIVITY PRIORITY CONFIRMED: Laying | STAGE_2_AI_VERIFIED_WITH_ACTIVITY_PRIORITY | 95.0% | AI_HEADER_VERIFICATION_ACTIVITY_PRIORITY |  |  | HEADER_VERIFICATION | {}
R 6.3 | Providing and laying M20 grade screed concrete - SMC for the required thickness and gradient as shown in drawing, using 20mm down size aggregates admixed with waterproofing compound, dosage as per manufacture specification. The rate shall include all lead , lift and curing etc. complete as per specification and directions of Engineer-in-charge for the following locations. Location : OHT |  |  | Cum | [6 empty] | 0 | RO | #ERROR! | 0 |  |  | Chunk_176_HEADER | HEADER |  | STRUCTURE_CONCRETE | Screed Concrete | M20 |  | Other Building Elements | ACTIVITY PRIORITY CONFIRMED: laying | STAGE_2_AI_VERIFIED_WITH_ACTIVITY_PRIORITY | 95.0% | AI_HEADER_VERIFICATION_ACTIVITY_PRIORITY |  |  | HEADER_VERIFICATION | {}
R 7 | Bore packing | [13 empty] | PVC sleeves are considered |  | Chunk_176 | LINE_ITEM |  | WATERPROOFING_WORK | Bore packing |  |  | Other Building Elements |  | STAGE_3_ENHANCED_INHERITANCE | 90.0% | ENHANCED_CONTEXT_INHERITANCE | False | False | OVERRIDE_NEW_ACTIVITY | {}
R 7.1 | Bore Packing: Cleaning the surface area to ensure that it is free from oil, grease, dirt and contaminants, all loose materials to be removed and roughen the pipe with wire brush. Apply SBR2 or equivalent for pipe and the bore for better adhesion between the pipe and concrete member. Place the backer rod in the gap between the core and the pipe, push the backer rod to the required depth and fill the bore with Master Flow 715 / 718 or equivalent as per manufacturer's specification. Rate to include for packing the under side of core cut. After 24 hours, remove the backer rod from below and pack the gap using Master flow 715/718 or polymer modified mortar / Master Emaco & including finishing properly including testing for 24 hours and making good the defects if any, etc. complete all as per the instructions of EIC for the following dia of pipes. | [13 empty] | PVC sleeves are considered |  | Chunk_176 | LINE_ITEM |  | WATERPROOFING_WORK | Master Flow 715/718 or Polymer Modified Mortar |  |  | Other Building Elements |  | STAGE_3_ENHANCED_INHERITANCE | 90.0% | ENHANCED_CONTEXT_INHERITANCE | True | False | INHERITED_WITH_MODIFICATION | {}
a | 40 mm Dia |  |  | No. | 0 | 0 | 0 | 0 | 0 | 0 | 0 | RO | #ERROR! | 0 | PVC sleeves are considered |  | Chunk_176 | LINE_ITEM | No. | WATERPROOFING_WORK | Master Flow 715/718 or Polymer Modified Mortar |  |  | Other Building Elements |  | STAGE_3_ENHANCED_INHERITANCE | 90.0% | ENHANCED_CONTEXT_INHERITANCE | True | False | INHERITED_WITH_MODIFICATION | {}
b | 50 mm Dia |  |  | No. | 0 | 0 | 0 | 0 | 0 | 0 | 0 | RO | #ERROR! | 0 | PVC sleeves are considered |  | Chunk_176 | LINE_ITEM | No. | WATERPROOFING_WORK | Master Flow 715/718 or Polymer Modified Mortar |  |  | Other Building Elements |  | STAGE_3_ENHANCED_INHERITANCE | 90.0% | ENHANCED_CONTEXT_INHERITANCE | True | False | INHERITED_WITH_MODIFICATION | {}
c | 90 mm Dia |  |  | No. | 0 | 0 | 0 | 0 | 0 | 0 | 0 | RO | #ERROR! | 0 | PVC sleeves are considered |  | Chunk_176 | LINE_ITEM | No. | WATERPROOFING_WORK | Master Flow 715/718 or Polymer Modified Mortar |  |  | Other Building Elements |  | STAGE_3_ENHANCED_INHERITANCE | 90.0% | ENHANCED_CONTEXT_INHERITANCE | True | False | INHERITED_WITH_MODIFICATION | {}
d | 125 mm Dia |  |  | No. | 0 | 0 | 0 | 0 | 0 | 0 | 0 | RO | #ERROR! | 0 | PVC sleeves are considered |  | Chunk_176 | LINE_ITEM | No. | WATERPROOFING_WORK | Master Flow 715/718 or Polymer Modified Mortar |  |  | Other Building Elements |  | STAGE_3_ENHANCED_INHERITANCE | 90.0% | ENHANCED_CONTEXT_INHERITANCE | True | False | INHERITED_WITH_MODIFICATION | {}
e | 160 mm Dia |  |  | No. | 0 | 0 | 0 | 0 | 0 | 0 | 0 | RO | #ERROR! | 0 | PVC sleeves are considered |  | Chunk_176 | LINE_ITEM | No. | WATERPROOFING_WORK | Master Flow 715/718 or Polymer Modified Mortar |  |  | Other Building Elements |  | STAGE_3_ENHANCED_INHERITANCE | 90.0% | ENHANCED_CONTEXT_INHERITANCE | True | False | INHERITED_WITH_MODIFICATION | {}
f | 200 mm Dia |  |  | No. | 0 | 0 | 0 | 0 | 0 | 0 | 0 | RO | #ERROR! | 0 |  |  | Chunk_176 | LINE_ITEM | No. | WATERPROOFING_WORK | Master Flow 715/718 or Polymer Modified Mortar |  |  | Other Building Elements |  | STAGE_3_ENHANCED_INHERITANCE | 90.0% | ENHANCED_CONTEXT_INHERITANCE | True | False | INHERITED_WITH_MODIFICATION | {}
| SUB TOTAL OF WATERPROOFING WORKS | [12 empty] | 24430517 |  |  | Chunk_176 | LINE_ITEM |  | WATERPROOFING_WORK | Waterproofing Works |  |  | Other Building Elements |  | STAGE_3_ENHANCED_INHERITANCE | 90.0% | ENHANCED_CONTEXT_INHERITANCE | True | False | INHERITED_NO_CHANGE | {}
Prepared by |  |  |  |  | Head Estimation | [9 empty] | Project Head |  |  | EMPTY | [7 empty] | STAGE_1_EMPTY_ROW
Ms. Snehalatha E S |  |  |  |  | Mr. Arunkumar S | [9 empty] | Mr. Srinivasa N AVP - Projects |  |  | EMPTY | [7 empty] | STAGE_1_EMPTY_ROW

## BOQ_1_CIVIL BOQ_Clean_BOQ
Clean_BOQ_Row | S.NO | DESCRIPTION | GRADE OF CONC | CEMENT CO-EFF | UNIT | SUB STRUCTURE / NTA | CLUB HOUSE SUB STR | TOWER A | TOWER B | TOWER C | CLUB HOUSE | SUPER STR | OVERALL QTY | NET RATE | TOTAL AMOUNT | Estimation Remarks to Project team | Project head Remarks | Chunk_ID | Item_Type | Original_Unit | Stage3_Final_Category | Stage3_Final_Material | Stage3_Extracted_Grade | Stage3_Extracted_Dimensions | Stage3_Extracted_Location | Stage3_Technical_Specs | Stage3_Processing_Method | Stage3_Confidence | Extraction_Method | Context_Applied | Material_Change_Detected | Context_Decision_Reason | Specifications_Inherited
1 | A 14 | Pumping out water / slurry with adequate capacity pumps and pipe network including the hire charges of pump, installation charges, pipe network, necessary fuel charges etc., complete including maintaining the system during the excavation process. Rate to include operator charges Note: Payable for pumping out subsoil water and not for dewatering of rain water. |  |  | HP/ Hour | 5000 | [5 empty] | 0 | 5000 | 52 | 260000 | Considered Notional qty, project head to confirm on the same |  | Chunk_11 | LINE_ITEM | HP/ Hour | EXCAVATION_EARTHWORK | Dewatering |  |  | Other Building Elements |  | STAGE_3_ENHANCED_INHERITANCE | 90.0% | ENHANCED_CONTEXT_INHERITANCE | False | False | OVERRIDE_UNIT_CONTRADICTION | {}
2 | A 12.2 | Excavated Sides of basement / Deep excavation. |  |  | Sqm | 4523 | 727 |  |  |  |  | 0 | 5250 | 124 | 651000 | Sides of retaining wall considered & Project head to confirm line item required or not |  | Chunk_10 | LINE_ITEM | Sqm | EXCAVATION_EARTHWORK | Earth |  |  | Foundations (Substructure) |  | STAGE_3_ENHANCED_INHERITANCE | 90.0% | ENHANCED_CONTEXT_INHERITANCE | False | False | OVERRIDE_NEW_ACTIVITY | {}
3 | A | EARTHWORK EXCAVATION | [15 empty] | Chunk_0 | LINE_ITEM |  | EXCAVATION_EARTHWORK | Earth |  |  | Other Building Elements |  | STAGE_3_ENHANCED_INHERITANCE | 90.0% | ENHANCED_CONTEXT_INHERITANCE | False | False | OVERRIDE_NEW_ACTIVITY | {}
4 | A 1 | Surface excavation: Excavation exceeding 1.50m in width as well as 10.0Sqm on plan, but not exceeding 300 mm in depth including disposal of excavated earth outside the site premises & lift from basement excavated level, disposed soil to be levelled & neatly dressed in all kinds of soil, as per directions of EIC . |  |  | Sqm | 10100 | 967 |  |  |  |  | 0 | 11067 | 74 | 818958 | Basement foot print area considered for qty, Project Head to confirm whether LI is operated or not? |  | Chunk_1_HEADER | HEADER |  | EXCAVATION_EARTHWORK | Excavated Soil |  |  | Foundations (Substructure) | ACTIVITY PRIORITY CONFIRMED: Excavation | STAGE_2_AI_VERIFIED_WITH_ACTIVITY_PRIORITY | 95.0% | AI_HEADER_VERIFICATION_ACTIVITY_PRIORITY |  |  | HEADER_VERIFICATION | {}
5 | A 4 | Excavation in Hard rock for Footings / rafts of columns, Retaining wall, core walls, catch pits, lift pits, trenches for drains, water retaining structures etc., by drilling holes by jack hammer with compressor @ required intervals & injecting with suitable chemical like Stone- Tech / Equivalent as per manufacturer's specification to expand and crack & further breaking or splitting using rock breakers / jack hammers etc., breaking down large block into smaller chunk of rocks to enable loading & transportation including all leads and lifts all as per detailed specification and conforming to safety rules during progress of the work. Note: Measurements as per IS 1200. For measurement qty shall be arrived at after carrying out block levels taken before & after excavation. | [15 empty] | Chunk_5_HEADER | HEADER |  | EXCAVATION_EARTHWORK | Hard Rock |  |  | Foundations (Substructure) | ACTIVITY PRIORITY CORRECTED: Classified as secondary category EXCAVATION_EARTHWORK. Material refined based on primary subject of work. | STAGE_2_AI_VERIFIED_WITH_ACTIVITY_PRIORITY | 95.0% | AI_HEADER_VERIFICATION_ACTIVITY_PRIORITY |  |  | HEADER_VERIFICATION | {}
6 | A 4.1 | From 0.00 to 1.50 M |  |  | Cum | [6 empty] | 0 | RO | 2529 | 0 |  |  | Chunk_5 | LINE_ITEM | Cum | EXCAVATION_EARTHWORK | Hard Rock |  |  | Other Building Elements |  | STAGE_3_ENHANCED_INHERITANCE | 90.0% | ENHANCED_CONTEXT_INHERITANCE | True | False | INHERITED_WITH_MODIFICATION | {}
7 | A 4.2 | From 1.50 M to 3.00 M |  |  | Cum | [6 empty] | 0 | RO | 2529 | 0 |  |  | Chunk_5 | LINE_ITEM | Cum | EXCAVATION_EARTHWORK | Hard Rock |  |  | Other Building Elements |  | STAGE_3_ENHANCED_INHERITANCE | 90.0% | ENHANCED_CONTEXT_INHERITANCE | True | False | INHERITED_WITH_MODIFICATION | {}
8 | A 5 | Excavation in Hard rock using Rock breakers (NON BLASTING METHODS/ BLASTING PROHIBITED) & Rate to include for breaking down large block into smaller chunk of rocks to enable loading & transportation to the required level and conforming to safety rules during progress of the work. Rate to include for disposing off excess earth / unserviceable material & to be transported outside the site premises & dumped at dump yard approved by local authorities/ statutory bodies, so that EMPLOYER should not receive complaint from any local bodies/ Govt. agencies/ public in general. The rate to include loading, transporting, unloading/ dumping including the cost of mechanical transport/ labour etc. complete as directed by EIC. Note : a). Back filling for the sides of foundations/ footings/ Retaining Wall will be paid under separate relevant item of work. b). Working space & provision of slopes if required for execution shall be measured & paid, but not exceeding width stipulated in IS 1200. c). Qty for measurement based on Initial levels to be taken before excavation of the hard rock and final levels to be taken after achieving the required levels recorded in the presence of EIC & JMR maintained. | [12 empty] | 0 |  |  | Chunk_6 | LINE_ITEM |  | EXCAVATION_EARTHWORK | Hard rock |  |  | Foundations (Substructure) |  | STAGE_3_ENHANCED_INHERITANCE | 90.0% | ENHANCED_CONTEXT_INHERITANCE | True | False | INHERITED_WITH_MODIFICATION | {}
9 | (i) | Sides of footings / tower raft |  |  | Cum | 5449 | 253 |  |  |  |  | 0 | 5702 | 226 | 1288652 | For foundations up to grade slab |  | Chunk_7 | LINE_ITEM | Cum | EXCAVATION_EARTHWORK | Soft / Disintegrated rock |  |  | Foundations (Substructure) |  | STAGE_3_ENHANCED_INHERITANCE | 90.0% | ENHANCED_CONTEXT_INHERITANCE | True | False | INHERITED_NO_CHANGE | {}
10 | i | Sides of footing |  |  | Cum | [6 empty] | 0 | RO | 415 | 0 |  |  | Chunk_7 | LINE_ITEM | Cum | EXCAVATION_EARTHWORK | Soft / Disintegrated rock |  |  | Foundations (Substructure) |  | STAGE_3_ENHANCED_INHERITANCE | 90.0% | ENHANCED_CONTEXT_INHERITANCE | True | False | INHERITED_NO_CHANGE | {}
11 |  | Same as above, but for STP, UG sump Excavation in Soft / Disintegrated rock | [12 empty] | 0 |  |  | Chunk_6_HEADER | HEADER |  | EXCAVATION_EARTHWORK | Soft / Disintegrated rock |  |  | Other Building Elements | ACTIVITY PRIORITY CONFIRMED: Excavation | STAGE_2_AI_VERIFIED_WITH_ACTIVITY_PRIORITY | 95.0% | AI_HEADER_VERIFICATION_ACTIVITY_PRIORITY |  |  | HEADER_VERIFICATION | {}
12 | A 4.3 | From 0.00 to 1.50M |  |  | Cum | 118 | [5 empty] | 0 | 118 | 2529 | 298422 | As per soil report - BH 5 - Hard rock (after 6.0m) As per soil report - BH 6 - Hard rock (after 7.5m) For Storm water collection sumps at basement 02 (+95.60) of depth 3.55m beyond +94.475 level. (Depth 2.43m) Up to 1.5m depths is considered in this line item. Project head to note the same. |  | Chunk_6 | LINE_ITEM | Cum | EXCAVATION_EARTHWORK | Soft / Disintegrated rock |  |  | Other Building Elements |  | STAGE_3_ENHANCED_INHERITANCE | 90.0% | ENHANCED_CONTEXT_INHERITANCE | True | False | INHERITED_WITH_MODIFICATION | {}
13 | A 4.4 | From 1.50 to 3.00M |  |  | Cum | 67 | [5 empty] | 0 | 67 | 2529 | 169443 | As per soil report - BH 5 - Hard rock (after 6.0m) As per soil report - BH 6 - Hard rock (after 7.5m) For Storm water collection sumps at basement 02 (+95.60) of depth 3.55m beyond +94.475 level. (Depth 2.43m) 1.5 to 2.43m depths is considered in this line item. Project head to note the same. |  | Chunk_6 | LINE_ITEM | Cum | EXCAVATION_EARTHWORK | Soft / Disintegrated rock |  |  | Other Building Elements |  | STAGE_3_ENHANCED_INHERITANCE | 90.0% | ENHANCED_CONTEXT_INHERITANCE | True | False | INHERITED_WITH_MODIFICATION | {}
14 | A 4.5 | From 3.00 M to 6.00 M |  |  | Cum | [6 empty] | 0 | RO | 2529 | 0 |  |  | Chunk_6 | LINE_ITEM | Cum | EXCAVATION_EARTHWORK | Soft / Disintegrated rock |  |  | Other Building Elements |  | STAGE_3_ENHANCED_INHERITANCE | 90.0% | ENHANCED_CONTEXT_INHERITANCE | True | False | INHERITED_WITH_MODIFICATION | {}
15 | A 5.1 | From 0.00 to 1.50 M |  |  | Cum | [6 empty] | 0 | RO | 2529 | 0 |  |  | Chunk_6 | LINE_ITEM | Cum | EXCAVATION_EARTHWORK | Soft / Disintegrated rock |  |  | Other Building Elements |  | STAGE_3_ENHANCED_INHERITANCE | 90.0% | ENHANCED_CONTEXT_INHERITANCE | True | False | INHERITED_WITH_MODIFICATION | {}
16 | A 5.2 | From 1.50 M to 3.00 M |  |  | Cum | [6 empty] | 0 | RO | 2529 | 0 |  |  | Chunk_6 | LINE_ITEM | Cum | EXCAVATION_EARTHWORK | Soft / Disintegrated rock |  |  | Other Building Elements |  | STAGE_3_ENHANCED_INHERITANCE | 90.0% | ENHANCED_CONTEXT_INHERITANCE | True | False | INHERITED_WITH_MODIFICATION | {}
17 |  | Same as above, but for STP, UG sump Excavation in Soft / Disintegrated rock | [12 empty] | 0 |  |  | Chunk_7_HEADER | HEADER |  | EXCAVATION_EARTHWORK | Soft / Disintegrated rock |  |  | Other Building Elements | ACTIVITY PRIORITY CONFIRMED: Excavation | STAGE_2_AI_VERIFIED_WITH_ACTIVITY_PRIORITY | 95.0% | AI_HEADER_VERIFICATION_ACTIVITY_PRIORITY |  |  | HEADER_VERIFICATION | {}
18 | A 5.3 | From 0.00 to 3.00M |  |  | Cum | [6 empty] | 0 | RO | 2529 | 0 |  |  | Chunk_7 | LINE_ITEM | Cum | EXCAVATION_EARTHWORK | Soft / Disintegrated rock |  |  | Other Building Elements |  | STAGE_3_ENHANCED_INHERITANCE | 90.0% | ENHANCED_CONTEXT_INHERITANCE | True | False | INHERITED_WITH_MODIFICATION | {}
19 | A 5.4 | From 1.50 to 3.00M |  |  | Cum | [6 empty] | 0 | RO | 2529 | 0 |  |  | Chunk_7 | LINE_ITEM | Cum | EXCAVATION_EARTHWORK | Soft / Disintegrated rock |  |  | Other Building Elements |  | STAGE_3_ENHANCED_INHERITANCE | 90.0% | ENHANCED_CONTEXT_INHERITANCE | True | False | INHERITED_WITH_MODIFICATION | {}
20 | A 5.5 | From 3.00 M to 6.00 M |  |  | Cum | [6 empty] | 0 | RO | 2529 | 0 |  |  | Chunk_7 | LINE_ITEM | Cum | EXCAVATION_EARTHWORK | Soft / Disintegrated rock |  |  | Other Building Elements |  | STAGE_3_ENHANCED_INHERITANCE | 90.0% | ENHANCED_CONTEXT_INHERITANCE | True | False | INHERITED_WITH_MODIFICATION | {}
21 | ii | Sides of retaining wall upto NGL |  |  | Cum | 6405 | 501 |  |  |  |  | 0 | 6906 | 346 | 2389476 | For sides for retaining wall upto NGL level |  | Chunk_7 | LINE_ITEM | Cum | EXCAVATION_EARTHWORK | Soft / Disintegrated rock |  |  | Other Building Elements |  | STAGE_3_ENHANCED_INHERITANCE | 90.0% | ENHANCED_CONTEXT_INHERITANCE | True | False | INHERITED_NO_CHANGE | {}
22 | iii | Sides of retaining wall - From NGL (99 to 101) to podium lvl (103.4) |  |  | Cum | 1057 | 749 |  |  |  |  | 0 | 1806 | 346 | 624876 | For sides for retaining wall NGL to podium level Podium level - 103.4 NGL - varies 99 to 101 Since there is level difference of 2m , project head to confirm if entire peripheral area filling is to be considered uniform height upto 103 lvl or will there be step down & navigate to the required levels |  | Chunk_7 | LINE_ITEM | Cum | EXCAVATION_EARTHWORK | Soft / Disintegrated rock |  |  | Other Building Elements |  | STAGE_3_ENHANCED_INHERITANCE | 90.0% | ENHANCED_CONTEXT_INHERITANCE | True | False | INHERITED_WITH_MODIFICATION | {}
23 | iv | Landscape areas - filling upto required formation level |  |  | Cum | [6 empty] | 0 | RO | 346 | 0 | This line item will be part of hardscape works BOQ |  | Chunk_7 | LINE_ITEM | Cum | EXCAVATION_EARTHWORK | Soft / Disintegrated rock |  |  | Other Building Elements |  | STAGE_3_ENHANCED_INHERITANCE | 90.0% | ENHANCED_CONTEXT_INHERITANCE | True | False | INHERITED_WITH_MODIFICATION | {}
24 | ii | Sides of retaining wall |  |  | Cum | [6 empty] | 0 | RO | 542 | 0 |  |  | Chunk_7 | LINE_ITEM | Cum | EXCAVATION_EARTHWORK | Soft / Disintegrated rock |  |  | Other Building Elements |  | STAGE_3_ENHANCED_INHERITANCE | 90.0% | ENHANCED_CONTEXT_INHERITANCE | True | False | INHERITED_NO_CHANGE | {}
25 | iii | Landscape areas - filling upto required formation level |  |  | Cum | [6 empty] | 0 | RO | 542 | 0 |  |  | Chunk_7 | LINE_ITEM | Cum | EXCAVATION_EARTHWORK | Soft / Disintegrated rock |  |  | Other Building Elements |  | STAGE_3_ENHANCED_INHERITANCE | 90.0% | ENHANCED_CONTEXT_INHERITANCE | True | False | INHERITED_NO_CHANGE | {}
26 | A 3 | Excavation in disintegrated/ weathered/ soft rock for Footings / rafts of columns, Retaining wall, Core walls, catch pits, Lift pits, trenches for drains, STP, UG water retaining structures etc., by mechanical means including manual excavation for levelling, dressing/trimming of excavated sides, with all leads and lifts, Dewatering of surface water, removal of slurry generated while excavation. Rate to include for disposing off disintegrated / weathered/ soft rock / unserviceable material & to be transported outside the site premises & dumped at dump yard approved by local authorities/ statutory bodies, so that EMPLOYER should not receive complaint from any local bodies/ Govt. agencies/ public in general. The rate to include loading, transporting, unloading/ dumping including the cost of mechanical transport/ labour etc. complete as directed by EIC. Note: a). Back filling for the sides of foundations/ footings/ Retaining Wall will be paid under separate item of work. b). Working space & provision of slopes if required for execution shall be measured & paid as per actual width of excavation , but not exceeding width stipulated in IS 1200. | [12 empty] | 0 |  |  | Chunk_3_HEADER | HEADER |  | EXCAVATION_EARTHWORK | Soft Rock |  |  | Foundations (Substructure) | ACTIVITY PRIORITY CORRECTED: Classified as secondary category EXCAVATION_EARTHWORK. Material refined based on primary subject of work, not incidental note. | STAGE_2_AI_VERIFIED_WITH_ACTIVITY_PRIORITY | 95.0% | AI_HEADER_VERIFICATION_ACTIVITY_PRIORITY |  |  | HEADER_VERIFICATION | {}
27 | A 3.1 | From 0.00 to 1.50 M |  |  | Cum | [6 empty] | 0 | RO | 695 | 0 |  |  | Chunk_3 | LINE_ITEM | Cum | EXCAVATION_EARTHWORK | Soft Rock |  |  | Other Building Elements |  | STAGE_3_ENHANCED_INHERITANCE | 90.0% | ENHANCED_CONTEXT_INHERITANCE | True | False | INHERITED_WITH_MODIFICATION | {}
28 | A 3.2 | From 1.50 M to 3.00 M |  |  | Cum | [6 empty] | 0 | RO | 695 | 0 |  |  | Chunk_3 | LINE_ITEM | Cum | EXCAVATION_EARTHWORK | Soft Rock |  |  | Other Building Elements |  | STAGE_3_ENHANCED_INHERITANCE | 90.0% | ENHANCED_CONTEXT_INHERITANCE | True | False | INHERITED_WITH_MODIFICATION | {}
29 |  | Same as above, but for STP, UG sump Excavation in Soft / Disintegrated rock | [11 empty] | 695 | 0 |  |  | Chunk_4_HEADER | HEADER |  | EXCAVATION_EARTHWORK | Soft/Disintegrated Rock |  |  | Other Building Elements | ACTIVITY PRIORITY CORRECTED: Classified as secondary category EXCAVATION_EARTHWORK. Material refined based on primary subject of work. | STAGE_2_AI_VERIFIED_WITH_ACTIVITY_PRIORITY | 95.0% | AI_HEADER_VERIFICATION_ACTIVITY_PRIORITY |  |  | HEADER_VERIFICATION | {}
30 | A 3.4 | From 0.00 to 1.50M |  |  | Cum | [6 empty] | 0 | RO | 695 | 0 |  |  | Chunk_4 | LINE_ITEM | Cum | EXCAVATION_EARTHWORK | Soft/Disintegrated Rock |  |  | Other Building Elements |  | STAGE_3_ENHANCED_INHERITANCE | 90.0% | ENHANCED_CONTEXT_INHERITANCE | True | False | INHERITED_WITH_MODIFICATION | {}
31 | A 3.5 | From 1.50 to 3.00M |  |  | Cum | [6 empty] | 0 | RO | 695 | 0 |  |  | Chunk_4 | LINE_ITEM | Cum | EXCAVATION_EARTHWORK | Soft/Disintegrated Rock |  |  | Other Building Elements |  | STAGE_3_ENHANCED_INHERITANCE | 90.0% | ENHANCED_CONTEXT_INHERITANCE | True | False | INHERITED_WITH_MODIFICATION | {}
32 | A 3.6 | From 3.00 M to 6.00 M |  |  | Cum |  | 105 |  |  |  |  | 0 | 105 | 695 | 72975 | As per soil report - BH 1 - Soft rock (after 3.0m) For Storm water collection sumps at ground level (+100.00) of depth 4.3m. 3.0m to 4.3m depths is considered in this line item. Project head to note the same. |  | Chunk_4 | LINE_ITEM | Cum | EXCAVATION_EARTHWORK | Soft/Disintegrated Rock |  |  | Other Building Elements |  | STAGE_3_ENHANCED_INHERITANCE | 90.0% | ENHANCED_CONTEXT_INHERITANCE | True | False | INHERITED_WITH_MODIFICATION | {}
33 | A 2 | Excavation in all types of soil for Footings / rafts of columns, Retaining wall, Core walls, catch pits, Lift pits, trenches for drains, STP, UG water retaining structures etc., by mechanical means including manual excavation for levelling, dressing/trimming of excavated sides, with all leads and lifts, Dewatering of surface water, removal of slurry generated while excavation and keeping the area free of water, strutting, required for keeping excavated sides of earth in position etc., Rate to include for disposing off excess earth / unserviceable material & to be transported outside the site premises & dumped at dump yard approved by local authorities/ statutory bodies, so that EMPLOYER should not receive complaint from any local bodies/ Govt. agencies/ public in general. The rate to include loading, transporting, unloading/ dumping including the cost of mechanical transport/ labour etc. complete as directed by EIC. Note : a). Back filling for the sides of foundations/ footings/ Retaining Wall will be paid under separate relevant item of work. b). Working space & provision of slopes if required for execution shall be measured & paid as per actual width of excavation, but not exceeding width stipulated in IS 1200. DEPTH MEASURED FROM LOWER BASEMENT EXCAVATED LEVEL | [12 empty] | 0 | Mass excavation up to 93.425 level shall be separate package. Thus Only excavation beyond 93.425 level considered. Project head to note the same. |  | Chunk_2_HEADER | HEADER |  | EXCAVATION_EARTHWORK | Soil |  |  | Foundations (Substructure) | ACTIVITY PRIORITY CORRECTED: Classified as secondary category EXCAVATION_EARTHWORK. Material refined based on primary subject of work, not incidental note. | STAGE_2_AI_VERIFIED_WITH_ACTIVITY_PRIORITY | 95.0% | AI_HEADER_VERIFICATION_ACTIVITY_PRIORITY |  |  | HEADER_VERIFICATION | {}
34 | A 2.1 | From 0.00 to 1.50 M |  |  | Cum | 505 | 0 |  |  |  |  | 0 | 505 | 199 | 100495 | For Lifts pits of depth 2.0m beyond 93.425. In this line item up to 1.5m depths is considered |  | Chunk_2 | LINE_ITEM | Cum | EXCAVATION_EARTHWORK | Soil |  |  | Other Building Elements |  | STAGE_3_ENHANCED_INHERITANCE | 90.0% | ENHANCED_CONTEXT_INHERITANCE | True | False | INHERITED_WITH_MODIFICATION | {}
35 | A 2.2 | From 1.50 M to 3.00 M |  |  | Cum | 169 | 0 |  |  |  |  | 0 | 169 | 199 | 33631 | For Lifts pits of depth 2.0m beyond 93.425. In this line item up to 0.5m depths is considered |  | Chunk_2 | LINE_ITEM | Cum | EXCAVATION_EARTHWORK | Soil |  |  | Other Building Elements |  | STAGE_3_ENHANCED_INHERITANCE | 90.0% | ENHANCED_CONTEXT_INHERITANCE | True | False | INHERITED_WITH_MODIFICATION | {}
36 | A 2.3 | From 3.00 M to 6.00 M |  |  | Cum | [6 empty] | 0 | RO | 199 | 0 |  |  | Chunk_2 | LINE_ITEM | Cum | EXCAVATION_EARTHWORK | Soil |  |  | Other Building Elements |  | STAGE_3_ENHANCED_INHERITANCE | 90.0% | ENHANCED_CONTEXT_INHERITANCE | True | False | INHERITED_WITH_MODIFICATION | {}
37 |  | Same as above, but for STP, UG sump Excavation in soil | [12 empty] | 0 |  |  | Chunk_2 | LINE_ITEM |  | EXCAVATION_EARTHWORK | Soil |  |  | Other Building Elements |  | STAGE_3_ENHANCED_INHERITANCE | 90.0% | ENHANCED_CONTEXT_INHERITANCE | True | False | INHERITED_NO_CHANGE | {}
38 | A 2.4 | From 0.00 to 3.00M |  |  | Cum |  | 241 |  |  |  |  | 0 | 241 | 199 | 47959 | As per soil report - BH 1 - Silty sand For Storm water collection sumps at ground level (+100.00) of depth 4.3m. Up to 3.0m depths is considered in this line item. Project head to note the same. |  | Chunk_2 | LINE_ITEM | Cum | EXCAVATION_EARTHWORK | Soil |  |  | Other Building Elements |  | STAGE_3_ENHANCED_INHERITANCE | 90.0% | ENHANCED_CONTEXT_INHERITANCE | True | False | INHERITED_WITH_MODIFICATION | {}
39 | A 2.5 | From 3.00 M to 6.00 M |  |  | Cum | [6 empty] | 0 | RO | 199 | 0 |  |  | Chunk_2 | LINE_ITEM | Cum | EXCAVATION_EARTHWORK | Soil |  |  | Other Building Elements |  | STAGE_3_ENHANCED_INHERITANCE | 90.0% | ENHANCED_CONTEXT_INHERITANCE | True | False | INHERITED_WITH_MODIFICATION | {}
40 | a | Excavation in all types of soil up to 1.50 m depth. Refer Preamble - SL.NO: A |  |  | cum | [6 empty] | 0 | RO | #ERROR! | 0 | Excavation not applicable as it is above Raft |  | Chunk_87 | LINE_ITEM | cum | EXCAVATION_EARTHWORK | Soil |  |  | Other Building Elements |  | STAGE_3_ENHANCED_INHERITANCE | 90.0% | ENHANCED_CONTEXT_INHERITANCE | False | False | OVERRIDE_NEW_ACTIVITY | {}
41 |  | SUB TOTAL - EARTH WORK | [12 empty] | 11077698 |  |  | Chunk_11 | LINE_ITEM |  | EXCAVATION_EARTHWORK | Subtotal |  |  | Other Building Elements |  | STAGE_3_ENHANCED_INHERITANCE | 90.0% | ENHANCED_CONTEXT_INHERITANCE | False | False | OVERRIDE_NEW_ACTIVITY | {}
42 | A 8 | WMM filling: Providing, laying, spreading and compacting graded stones aggregate to wet mix macadam specifications including pre mixing the material with water at OMC in mechanical mix plant carriage of mixed method of tipper to site in stock yard, Shifting from stock yard to the required place and laying in uniform layers on well prepared surface and compacting with 1ton roller to achieve the desired density complete as per specifications in MORTH-406 Location: At locations wherever directed by EIC. |  |  | Cum | 5 | 0 | 0 | 0 | 0 |  | 0 | 5 | 2540 | 12700 | Notional Qty considered. Project head to confirm line item required or not. |  | Chunk_8_HEADER | HEADER |  | EXCAVATION_EARTHWORK | Wet Mix Macadam (WMM) |  |  | Other Building Elements | ACTIVITY PRIORITY CORRECTED: Original classification 'STRUCTURE_CONCRETE' is incorrect as WMM is graded stone aggregate, not concrete. Reclassified as 'EXCAVATION_EARTHWORK' as it involves filling and compaction of ground material, which falls under earthwork activities. Not a Prime Seven category. | STAGE_2_AI_VERIFIED_WITH_ACTIVITY_PRIORITY | 95.0% | AI_HEADER_VERIFICATION_ACTIVITY_PRIORITY |  |  | HEADER_VERIFICATION | {}
43 | A 6 | Back filling to foundations and the area where ever specified with approved good quality filling materials in plinths, area development, sides of foundation/ footings, sides of Retaining Wall etc. wherever specified in layers of not exceeding 150 mm thick including breaking clods, storing, transportation, double handling, watering, compacting each layer by mechanical means of suitable capacity vibratory rollers /plate compactors and at in-accessible places with wooden/ steel rammers to achieve 90 to 95% proctor density at optimum moisture content, all leads and lifts, bailing/ pumping out of water to keep site dry while backfilling; cost shall include conveyance of all materials, labour, machinery etc. complete as directed. The rate to include for loading, unloading, hire and fuel charges for tools and plants and carrying out proctor density test for backfilled area and other incidental charges etc., complete. | [12 empty] | 0 |  |  | Chunk_7 | LINE_ITEM |  | EXCAVATION_EARTHWORK | approved good quality filling materials |  |  | Foundations (Substructure) |  | STAGE_3_ENHANCED_INHERITANCE | 90.0% | ENHANCED_CONTEXT_INHERITANCE | True | False | INHERITED_WITH_MODIFICATION | {}
44 | A 6.2 | With approved quality earth brought from outside | [12 empty] | 0 |  |  | Chunk_7 | LINE_ITEM |  | EXCAVATION_EARTHWORK | approved quality earth brought from outside |  |  | Other Building Elements |  | STAGE_3_ENHANCED_INHERITANCE | 90.0% | ENHANCED_CONTEXT_INHERITANCE | True | False | INHERITED_WITH_MODIFICATION | {}
45 | A 6.1 | With excavated earth available at site | [12 empty] | 0 |  |  | Chunk_7 | LINE_ITEM |  | EXCAVATION_EARTHWORK | excavated earth available at site |  |  | Other Building Elements |  | STAGE_3_ENHANCED_INHERITANCE | 90.0% | ENHANCED_CONTEXT_INHERITANCE | True | False | INHERITED_WITH_MODIFICATION | {}
46 | A 7 | With approved quality quarry dust brought from outside at locations wherever directed by EIC. |  |  | Cum | [6 empty] | 0 | RO | 2191 | 0 |  |  | Chunk_7 | LINE_ITEM | Cum | EXCAVATION_EARTHWORK | quarry dust |  |  | Other Building Elements |  | STAGE_3_ENHANCED_INHERITANCE | 90.0% | ENHANCED_CONTEXT_INHERITANCE | True | False | INHERITED_WITH_MODIFICATION | {}
47 | C 1 | Tower raft / Lift core raft / shear blocks of all shapes & profile as shown in drg | M30 |  | Cum | 1200 | 0 |  |  |  |  | 0 | 1200 | #ERROR! | #ERROR! | Considered lifts core/staricase core walls rafts Towers 1800mm depth - 3 no's 1500mm depth - 3 no's 1050mm depth - 1 no's |  | Chunk_19 | LINE_ITEM | Cum | STRUCTURE_CONCRETE | Concrete |  |  | Foundations (Substructure) |  | STAGE_3_ENHANCED_INHERITANCE | 90.0% | ENHANCED_CONTEXT_INHERITANCE | True | False | INHERITED_NO_CHANGE | {}
48 | C 2 | Isolated / Combined Footing of all shapes & profile as shown in drg | M30 |  | Cum | 2192 | 177 |  |  |  |  | 0 | 2369 | #ERROR! | #ERROR! | For isolated / Combined footings Towers 600mm - depth 4 no's - 64 Sqm 750mm - depth 92 no's - 39505 Sqm 900mm - depth 113 no's - 93195 Sqm 1050mm - depth 16 no's - 2283 Sqm 1200mm - depth 26 no's - 5863 Sqm 1400mm - depth 1 no's - 39 Sqm 1500mm - depth 3 no's - 241 Sqm |  | Chunk_19 | LINE_ITEM | Cum | STRUCTURE_CONCRETE | Concrete |  |  | Foundations (Substructure) |  | STAGE_3_ENHANCED_INHERITANCE | 90.0% | ENHANCED_CONTEXT_INHERITANCE | True | False | INHERITED_NO_CHANGE | {}
49 | C 3 | Stitched raft | M30 |  | Cum | 984 | 101 |  |  |  |  | 0 | 1085 | #ERROR! | #ERROR! | For stitched slab of 150mm depth (excluding footing area) Club house - 744.82 Sqm Towers - 6,553.97 Sqm |  | Chunk_19 | LINE_ITEM | Cum | STRUCTURE_CONCRETE | Concrete |  |  | Foundations (Substructure) |  | STAGE_3_ENHANCED_INHERITANCE | 90.0% | ENHANCED_CONTEXT_INHERITANCE | True | False | INHERITED_NO_CHANGE | {}
50 | C 4 | Retaining Wall Raft of all profile as shown in drg | M30 |  | Cum | 389 | 75 |  |  |  |  | 0 | 464 | #ERROR! | #ERROR! | 600mm thick raft considered as per RFI instruction Club house - 132.05 Sqm Tower Area - 647.18 Sqm |  | Chunk_19 | LINE_ITEM | Cum | STRUCTURE_CONCRETE | Concrete |  |  | Foundations (Substructure) |  | STAGE_3_ENHANCED_INHERITANCE | 90.0% | ENHANCED_CONTEXT_INHERITANCE | True | False | INHERITED_NO_CHANGE | {}
51 | a | Foundation to B2 Floor lvl | M30 |  | Cum | 113 | 19 |  |  |  | 19 | 19 | 151 | #ERROR! | #ERROR! | 32 no's of columns,0.275 m height 32 no's of columns,0.575 m height 4 no's of columns,0.675 m height 54 no's of columns,0.875 m height 19 no's of columns,1.025 m height 114 no's of columns,1.175 m height |  | Chunk_19 | LINE_ITEM | Cum | STRUCTURE_CONCRETE | Concrete |  |  | Foundations (Substructure) |  | STAGE_3_ENHANCED_INHERITANCE | 90.0% | ENHANCED_CONTEXT_INHERITANCE | True | False | INHERITED_NO_CHANGE | {}
52 | a | Foundation to B2 Floor lvl | M50 |  | Cum | 33 | 0 |  |  |  |  | 0 | 33 | #ERROR! | #ERROR! | 2 no's of columns,1.025 m height 5 no's of columns,0.425 m height 2 no's of columns,0.775 m height 90 no's of columns,1.325 m height |  | Chunk_19 | LINE_ITEM | Cum | STRUCTURE_CONCRETE | Concrete |  |  | Foundations (Substructure) |  | STAGE_3_ENHANCED_INHERITANCE | 90.0% | ENHANCED_CONTEXT_INHERITANCE | True | False | INHERITED_NO_CHANGE | {}
53 | C 14 | Same as above item C 13 but for Electrical, communication, PHE, FHC & Basement Ventilation shaft cover slabs cast @ all heights, rate to include for providing cut outs if required as per instructions of EIC. | M30 |  | Cum | 4 | [5 empty] | 0 | 4 | #ERROR! | #ERROR! | Podium level ventilation shaft cover slab - 150 thick |  | Chunk_21 | LINE_ITEM | Cum | STRUCTURE_CONCRETE | Concrete |  |  | Foundations (Substructure) |  | STAGE_3_ENHANCED_INHERITANCE | 90.0% | ENHANCED_CONTEXT_INHERITANCE | True | False | INHERITED_NO_CHANGE | {}
54 | C 14.1 | Basement Ventilation shaft foundation & walls | M30 |  | Cum | 63 | [5 empty] | 0 | 63 | #ERROR! | #ERROR! | Item added Basement ventilation shaft foundation and walls (Slab qty considered in item C14) |  | Chunk_21 | LINE_ITEM | Cum | STRUCTURE_CONCRETE | Concrete |  |  | Foundations (Substructure) |  | STAGE_3_ENHANCED_INHERITANCE | 90.0% | ENHANCED_CONTEXT_INHERITANCE | True | False | INHERITED_NO_CHANGE | {}
55 | i | Raft/ Bottom Slab | M30 |  | Cum | 251 | [5 empty] | 0 | 251 | #ERROR! | #ERROR! | Pump room - 300mm thick Tank area - 450mm thick |  | Chunk_21 | LINE_ITEM | Cum | STRUCTURE_CONCRETE | Concrete |  |  | Foundations (Substructure) |  | STAGE_3_ENHANCED_INHERITANCE | 90.0% | ENHANCED_CONTEXT_INHERITANCE | True | False | INHERITED_NO_CHANGE | {}
56 | i | Raft/ Bottom Slab | M30 |  | Cum | 182 | [5 empty] | 0 | 182 | #ERROR! | #ERROR! | Pump room - 300mm thick Tank area - 500mm thick |  | Chunk_21 | LINE_ITEM | Cum | STRUCTURE_CONCRETE | Concrete |  |  | Foundations (Substructure) |  | STAGE_3_ENHANCED_INHERITANCE | 90.0% | ENHANCED_CONTEXT_INHERITANCE | True | False | INHERITED_NO_CHANGE | {}
57 | C 34 | Providing & making SAUCER drain in concrete of following size to the required slope & Gradient as per EIC instruction. Note : Integrally finished along with basement concrete flooring. | [12 empty] | 0 |  |  | Chunk_30_HEADER | HEADER |  | STRUCTURE_CONCRETE | Concrete |  |  | Foundations (Substructure) | ACTIVITY PRIORITY CORRECTED: Applied STRUCTURE_CONCRETE schema; identified primary activity as making a drain using concrete. | STAGE_2_AI_VERIFIED_WITH_ACTIVITY_PRIORITY | 95.0% | AI_HEADER_VERIFICATION_ACTIVITY_PRIORITY |  |  | HEADER_VERIFICATION | {}
58 | i | Basement-2 to Basement-1 |  |  | Cum | 65 | 0 |  |  |  |  | 0 | 65 | #ERROR! | #ERROR! | Considered screed of 100mm thick Fire Pump room - 122.42 Sqm PHE Pump room - 82.25 Sqm STP Pump room - 104.04 Sqm |  | Chunk_65 | LINE_ITEM | Cum | STRUCTURE_CONCRETE | Concrete |  |  | Foundations (Substructure) |  | STAGE_3_ENHANCED_INHERITANCE | 90.0% | ENHANCED_CONTEXT_INHERITANCE | True | False | INHERITED_NO_CHANGE | {}
59 |  | While quoting for structural concrete work contractors are particularly advised to study the relevant drawings carefully before quoting. | [15 empty] | Chunk_17 | LINE_ITEM |  | STRUCTURE_CONCRETE | Concrete |  |  | Load-bearing Structural Frame |  | STAGE_3_ENHANCED_INHERITANCE | 90.0% | ENHANCED_CONTEXT_INHERITANCE | True | False | INHERITED_NO_CHANGE | {}
60 |  | d. Construction joints in columns, walls shall be horizontal, Slabs/ beams as per drawing and all the latent concrete shall be removed after final setting and shall be given a coat of thick slurry if the joint is below the floor level and mortar poured from the top mix proportion equal to that of concrete. | [15 empty] | Chunk_17 | LINE_ITEM |  | STRUCTURE_CONCRETE | Concrete |  |  | Load-bearing Structural Frame |  | STAGE_3_ENHANCED_INHERITANCE | 90.0% | ENHANCED_CONTEXT_INHERITANCE | True | False | INHERITED_NO_CHANGE | {}
61 |  | e. Raking of shuttering plate joints in slabs using grinder & making good any visible honey comb as per the directions of EIC. | [15 empty] | Chunk_17 | LINE_ITEM |  | STRUCTURE_CONCRETE | Concrete |  |  | Load-bearing Structural Frame |  | STAGE_3_ENHANCED_INHERITANCE | 90.0% | ENHANCED_CONTEXT_INHERITANCE | True | False | INHERITED_NO_CHANGE | {}
62 |  | f. For all structural concrete elements post construction dimension and levels shall be documented and submitted . | [15 empty] | Chunk_17 | LINE_ITEM |  | STRUCTURE_CONCRETE | Concrete |  |  | Load-bearing Structural Frame |  | STAGE_3_ENHANCED_INHERITANCE | 90.0% | ENHANCED_CONTEXT_INHERITANCE | True | False | INHERITED_NO_CHANGE | {}
63 |  | Providing & laying all grades of concrete including pumping as specified in (IS 1200) at any depth or heights excluding the cost of steel reinforcement and Shuttering/ Formwork. The rate shall include for providing scaffolding, compacting by vibration, curing, hacking (wherever required and also to receive plaster) and providing recess in walls or columns, sleeves in slabs, construction joints, sunk slabs, cantilever slabs, making holes or cutting formwork for taking out Electrical conduits or dowels for columns, Staircase & for any other RCC members, to the required shape, size, slope shown in drawings for the following items of work. | [15 empty] | Chunk_19_HEADER | HEADER |  | STRUCTURE_CONCRETE | Concrete |  |  | Load-bearing Structural Frame | ACTIVITY PRIORITY CONFIRMED: Laying | STAGE_2_AI_VERIFIED_WITH_ACTIVITY_PRIORITY | 95.0% | AI_HEADER_VERIFICATION_ACTIVITY_PRIORITY |  |  | HEADER_VERIFICATION | {}
64 | C 3a | Grade slab | M30 |  | Cum | 1773 | 183 |  |  |  |  | 0 | 1956 | #ERROR! | #ERROR! | 200mm thick slab considered as per drawings |  | Chunk_19 | LINE_ITEM | Cum | STRUCTURE_CONCRETE | Concrete |  |  | Load-bearing Structural Frame |  | STAGE_3_ENHANCED_INHERITANCE | 90.0% | ENHANCED_CONTEXT_INHERITANCE | True | False | INHERITED_NO_CHANGE | {}
65 | C 7 | Columns / Shear walls (of all shapes & profiles as shown in drawing). (@ all levels) | [12 empty] | 0 |  |  | Chunk_19 | LINE_ITEM |  | STRUCTURE_CONCRETE | Concrete |  |  | Load-bearing Structural Frame |  | STAGE_3_ENHANCED_INHERITANCE | 90.0% | ENHANCED_CONTEXT_INHERITANCE | True | False | INHERITED_NO_CHANGE | {}
66 | C 8 | Column Capital of different thickness @ different level, etc., In all floors as per drg. | [12 empty] | 0 |  |  | Chunk_20 | LINE_ITEM |  | STRUCTURE_CONCRETE | Concrete |  |  | Load-bearing Structural Frame |  | STAGE_3_ENHANCED_INHERITANCE | 90.0% | ENHANCED_CONTEXT_INHERITANCE | True | False | INHERITED_NO_CHANGE | {}
67 | C 9 | Beams of all shapes, width and depths (Upstand, down stand & cantilever beam, Girder Beams of all profiles as shown in drg). @ all floors | [12 empty] | 0 |  |  | Chunk_20 | LINE_ITEM |  | STRUCTURE_CONCRETE | Concrete |  |  | Load-bearing Structural Frame |  | STAGE_3_ENHANCED_INHERITANCE | 90.0% | ENHANCED_CONTEXT_INHERITANCE | True | False | INHERITED_NO_CHANGE | {}
68 | C 9.1 | Girder Beams of all shapes, width and depths as shown in drg (Up stand, down stand & cantilever beam as indicated) | [12 empty] | 0 |  |  | Chunk_20 | LINE_ITEM |  | STRUCTURE_CONCRETE | Concrete |  |  | Load-bearing Structural Frame |  | STAGE_3_ENHANCED_INHERITANCE | 90.0% | ENHANCED_CONTEXT_INHERITANCE | True | False | INHERITED_NO_CHANGE | {}
69 | C 10 | Lintels & Sill beams as shown in drg @ all levels | M30 |  | Cum | 3 |  |  |  |  | 7 | 7 | 10 | #ERROR! | #ERROR! | Lintel at Basement 02 & 01 0.16 x 0.15 m - 64.35m 0.1 x 0.15 m - 9m 0.2 x 0.15 m - 42.86m |  | Chunk_20 | LINE_ITEM | Cum | STRUCTURE_CONCRETE | Concrete |  |  | Load-bearing Structural Frame |  | STAGE_3_ENHANCED_INHERITANCE | 90.0% | ENHANCED_CONTEXT_INHERITANCE | True | False | INHERITED_NO_CHANGE | {}
70 | C 12 | NON STRUCTURAL WALLS / Parasol structure / Elevational Feature walls (of all shapes & profiles as shown in drg). (@ all levels) | M30 |  | Cum |  |  | 10 | 0 | 0 |  | 10 | 10 | #ERROR! | #ERROR! | Notional qty Considered in SDC |  | Chunk_20 | LINE_ITEM | Cum | STRUCTURE_CONCRETE | Concrete |  |  | Load-bearing Structural Frame |  | STAGE_3_ENHANCED_INHERITANCE | 90.0% | ENHANCED_CONTEXT_INHERITANCE | True | False | INHERITED_NO_CHANGE | {}
71 | C 13 | Slabs of different thickness including sunken slabs, Chejjas, cantilever, balconies, ledges, sloped roof, Slab projections and for canopies at different level, etc., @ all floors | [15 empty] | Chunk_20 | LINE_ITEM |  | STRUCTURE_CONCRETE | Concrete |  |  | Load-bearing Structural Frame |  | STAGE_3_ENHANCED_INHERITANCE | 90.0% | ENHANCED_CONTEXT_INHERITANCE | True | False | INHERITED_NO_CHANGE | {}
72 | C 16 | Waist slab type - RC Staircase including stringer beams, beams ,landings and midlandings @ all lvl as per drg. | [12 empty] | 0 | Considered as per standard typical staircase drawing |  | Chunk_21 | LINE_ITEM |  | STRUCTURE_CONCRETE | Concrete |  |  | Load-bearing Structural Frame |  | STAGE_3_ENHANCED_INHERITANCE | 90.0% | ENHANCED_CONTEXT_INHERITANCE | True | False | INHERITED_NO_CHANGE | {}
73 | a | Ramp slab & Beams | M30 |  | Cum | 263 | [5 empty] | 0 | 263 | #ERROR! | #ERROR! | Basement 02 - 150mm thick - 93 sqm Basement 02 - 250mm thick - 235 sqm Basement 01 - 250mm thick - 328 sqm Ground Floor - 150mm thick - 378 sqm |  | Chunk_21 | LINE_ITEM | Cum | STRUCTURE_CONCRETE | Concrete |  |  | Load-bearing Structural Frame |  | STAGE_3_ENHANCED_INHERITANCE | 90.0% | ENHANCED_CONTEXT_INHERITANCE | True | False | INHERITED_NO_CHANGE | {}
74 | iii | Platform lvl slab, Top slab & Beams | M30 |  | Cum | 200 | [5 empty] | 0 | 200 | #ERROR! | #ERROR! | Top slab - 350mm thick Platform slab - 150mm thick |  | Chunk_21 | LINE_ITEM | Cum | STRUCTURE_CONCRETE | Concrete |  |  | Load-bearing Structural Frame |  | STAGE_3_ENHANCED_INHERITANCE | 90.0% | ENHANCED_CONTEXT_INHERITANCE | True | False | INHERITED_NO_CHANGE | {}
75 | ii | Side wall / Columns | M30 |  | Cum | 396 | [5 empty] | 0 | 396 | #ERROR! | #ERROR! | Pump room - 400mm thick & 4.8m height Alround length - 400 thick & 7.0 height Internal wall - 350mm thick & 4.15m height |  | Chunk_22 | LINE_ITEM | Cum | STRUCTURE_CONCRETE | Concrete |  |  | Load-bearing Structural Frame |  | STAGE_3_ENHANCED_INHERITANCE | 90.0% | ENHANCED_CONTEXT_INHERITANCE | True | False | INHERITED_NO_CHANGE | {}
76 | iii | Platform lvl slab, Top slab & Beams | M30 |  | Cum | 173 | [5 empty] | 0 | 173 | #ERROR! | #ERROR! | Top slab - 450mm thick Platform slab - 150mm thick |  | Chunk_22 | LINE_ITEM | Cum | STRUCTURE_CONCRETE | Concrete |  |  | Load-bearing Structural Frame |  | STAGE_3_ENHANCED_INHERITANCE | 90.0% | ENHANCED_CONTEXT_INHERITANCE | True | False | INHERITED_NO_CHANGE | {}
77 | i | Bottom Slab | M30 |  | Cum | 45 | [5 empty] | 0 | 45 | #ERROR! | #ERROR! | Base slab - 500mm thick |  | Chunk_22 | LINE_ITEM | Cum | STRUCTURE_CONCRETE | Concrete |  |  | Load-bearing Structural Frame |  | STAGE_3_ENHANCED_INHERITANCE | 90.0% | ENHANCED_CONTEXT_INHERITANCE | True | False | INHERITED_NO_CHANGE | {}
78 | iii | Top Slab | M30 |  | Cum | 20 | [5 empty] | 0 | 20 | #ERROR! | #ERROR! | Top slab - 250mm thick |  | Chunk_22 | LINE_ITEM | Cum | STRUCTURE_CONCRETE | Concrete |  |  | Load-bearing Structural Frame |  | STAGE_3_ENHANCED_INHERITANCE | 90.0% | ENHANCED_CONTEXT_INHERITANCE | True | False | INHERITED_NO_CHANGE | {}
79 | i | Bottom Slab | M30 |  | Cum | 55 | [5 empty] | 0 | 55 | #ERROR! | #ERROR! | Base slab - 450mm thick For Basment sump 01 - 600mm thick (Overlaps retaining wall) |  | Chunk_22 | LINE_ITEM | Cum | STRUCTURE_CONCRETE | Concrete |  |  | Load-bearing Structural Frame |  | STAGE_3_ENHANCED_INHERITANCE | 90.0% | ENHANCED_CONTEXT_INHERITANCE | True | False | INHERITED_NO_CHANGE | {}
80 | iii | Top Slab | M30 |  | Cum | 27 | [5 empty] | 0 | 27 | #ERROR! | #ERROR! | Top slab - 250mm thick |  | Chunk_22 | LINE_ITEM | Cum | STRUCTURE_CONCRETE | Concrete |  |  | Load-bearing Structural Frame |  | STAGE_3_ENHANCED_INHERITANCE | 90.0% | ENHANCED_CONTEXT_INHERITANCE | True | False | INHERITED_NO_CHANGE | {}
81 | a | Bottom Slab | M30 |  | Cum |  |  | 7 | 7 | 7 | 4 | 25 | 25 | #ERROR! | #ERROR! | Considered 3 nos of OHT for 3 towers |  | Chunk_22 | LINE_ITEM | Cum | STRUCTURE_CONCRETE | Concrete |  |  | Load-bearing Structural Frame |  | STAGE_3_ENHANCED_INHERITANCE | 90.0% | ENHANCED_CONTEXT_INHERITANCE | True | False | INHERITED_NO_CHANGE | {}
82 | c | Top Slab | M30 |  | Cum |  |  | 4 | 4 | 4 | 2 | 14 | 14 | #ERROR! | #ERROR! |  |  | Chunk_22 | LINE_ITEM | Cum | STRUCTURE_CONCRETE | Concrete |  |  | Load-bearing Structural Frame |  | STAGE_3_ENHANCED_INHERITANCE | 90.0% | ENHANCED_CONTEXT_INHERITANCE | True | False | INHERITED_NO_CHANGE | {}
83 | a | Bottom Slab | M30 |  | Cum | 143 | [5 empty] | 0 | 143 | #ERROR! | #ERROR! | 200mm thick - 294.9 Sqm at +98.80 level 600mm thick - 138.58 Sqm (same as retaining wall foundation) outer wall starts at +95.60 level |  | Chunk_22 | LINE_ITEM | Cum | STRUCTURE_CONCRETE | Concrete |  |  | Load-bearing Structural Frame |  | STAGE_3_ENHANCED_INHERITANCE | 90.0% | ENHANCED_CONTEXT_INHERITANCE | True | False | INHERITED_NO_CHANGE | {}
84 | c | Top Slab | M30 |  | Cum | 57 | [5 empty] | 0 | 57 | #ERROR! | #ERROR! | 250mm thick - 209.14 Sqm at +103.40 level 150mm thick - 31.27 Sqm at +105.95 level |  | Chunk_22 | LINE_ITEM | Cum | STRUCTURE_CONCRETE | Concrete |  |  | Load-bearing Structural Frame |  | STAGE_3_ENHANCED_INHERITANCE | 90.0% | ENHANCED_CONTEXT_INHERITANCE | True | False | INHERITED_NO_CHANGE | {}
85 | C 27 | Providing and laying of light weight material fill of Multilite (or) Equivalent on structural slab using light weight aggregates having higher compressive strength and highest fire resistance with thermal / acoustic insulation properties, anti-corrosion, anti-condensation, etc. of Multilite in mix proportion of 1:10:3.5 (1cement : 10 Multilite : 3.5water) in the suggested proportion to get the desired density, mixing, transportation, placing, compacting and finishing to the required level with necessary side supports, equipment, rate to include for a coat of latex SBR of CERACHEM to fill up the porosity of finished surface etc. complete as per directions of EIC. Density : 700-780kg/ cum Location : Podium slab & at locations wherever directed by EIC |  |  | Cum | 50 | [5 empty] | 0 | 50 | 8841 | 442050 | Considered - Screed concrete for sunken portion up to 150mm. Notional qty considered |  | Chunk_25_HEADER | HEADER |  | STRUCTURE_CONCRETE | Concrete |  |  | Load-bearing Structural Frame | ACTIVITY PRIORITY CONFIRMED: Laying | STAGE_2_AI_VERIFIED_WITH_ACTIVITY_PRIORITY | 95.0% | AI_HEADER_VERIFICATION_ACTIVITY_PRIORITY |  |  | HEADER_VERIFICATION | {}
86 | C 35 | Providing and laying in position Site mixed reinforced cement concrete for following grades of concrete at all levels and heights for any type of RCC member, using ordinary Portland cement of grade 53 from approved manufacturer, M-sand, 20 mm and down size coarse aggregates, necessary admixtures approved by consultants (Conplast SP 430 SRV from Fosroc or Equivalent) including all lead and lift, vibrating, scaffolding wherever necessary, curing, preparing & testing of cubes, wastages and hacking the exposed surfaces wherever directed etc., complete as specified but excluding cost of shuttering, centering and reinforcement. | [15 empty] | Chunk_31_HEADER | HEADER |  | STRUCTURE_CONCRETE | Concrete |  |  | Load-bearing Structural Frame | ACTIVITY PRIORITY CONFIRMED: Laying reinforced cement concrete | STAGE_2_AI_VERIFIED_WITH_ACTIVITY_PRIORITY | 95.0% | AI_HEADER_VERIFICATION_ACTIVITY_PRIORITY |  |  | HEADER_VERIFICATION | {}
87 | E 15 | Waist slab type - RC Staircase including stringer beams, beams ,landings and midlandings @ all lvl as per drg. | [12 empty] | 0 | Considered as per standard typical staircase drawing |  | Chunk_35 | LINE_ITEM |  | STRUCTURE_CONCRETE | Concrete |  |  | Load-bearing Structural Frame |  | STAGE_3_ENHANCED_INHERITANCE | 90.0% | ENHANCED_CONTEXT_INHERITANCE | False | False | OVERRIDE_NEW_ACTIVITY | {}
88 | E 21.6 | RC Staircase with waist slab incl.mid landings & beams @ all lvl as per drg. | [12 empty] | 0 |  |  | Chunk_38 | LINE_ITEM |  | STRUCTURE_CONCRETE | Concrete |  |  | Load-bearing Structural Frame |  | STAGE_3_ENHANCED_INHERITANCE | 90.0% | ENHANCED_CONTEXT_INHERITANCE | False | False | OVERRIDE_NEW_ACTIVITY | {}
89 | E 23 | RCC elevation features @ terrace level - For Towers |  |  | Sqm |  |  | 1308 | 1320 | 1258 |  | 3886 | 3886 | #ERROR! | #ERROR! | Structural drawing and above terrace drawing not available. Quantities taken as per architectural drawings and sections |  | Chunk_39 | LINE_ITEM | Sqm | STRUCTURE_CONCRETE | Concrete |  |  | Load-bearing Structural Frame |  | STAGE_3_ENHANCED_INHERITANCE | 90.0% | ENHANCED_CONTEXT_INHERITANCE | False | False | OVERRIDE_NEW_ACTIVITY | {}
90 | L 12 | Providing & fixing of Pre cast RCC cover for RCC drain for following sizes of approved manufacturers like M/s. Everest /DM precast (or) equivalent. | [12 empty] | 0 |  |  | Chunk_88_HEADER | HEADER |  | STRUCTURE_CONCRETE | Concrete |  |  | Load-bearing Structural Frame | ACTIVITY PRIORITY CORRECTED: Applied STRUCTURE_CONCRETE schema, specifying material as 'Concrete' as per schema. | STAGE_2_AI_VERIFIED_WITH_ACTIVITY_PRIORITY | 95.0% | AI_HEADER_VERIFICATION_ACTIVITY_PRIORITY |  |  | HEADER_VERIFICATION | {}
91 | B 2.4 | Providing and Laying the CLSM (Controlled low strength material) RMC Mix with 178 Kgs Cementious material (i.e. OPC 53 grade cement - 30 Kgs & GGBSS- 148 Kgs) & Msand of 2022 Kgs to the required depth of filling including all leads and lifts, pumping using pipeline, wherever necessary as directed by EIC,curing and mix design as per approved by client. |  |  | Cum | [6 empty] | 0 | RO | 5733 | 0 |  |  | Chunk_17_HEADER | HEADER |  | STRUCTURE_CONCRETE | Concrete |  |  | Other Building Elements | ACTIVITY PRIORITY CONFIRMED: Laying | STAGE_2_AI_VERIFIED_WITH_ACTIVITY_PRIORITY | 95.0% | AI_HEADER_VERIFICATION_ACTIVITY_PRIORITY |  |  | HEADER_VERIFICATION | {}
92 |  | PREAMBLE FOR R.C.C. WORKS (FOR SMC & RMC) | [15 empty] | Chunk_17 | LINE_ITEM |  | STRUCTURE_CONCRETE | Concrete |  |  | Other Building Elements |  | STAGE_3_ENHANCED_INHERITANCE | 90.0% | ENHANCED_CONTEXT_INHERITANCE | True | False | INHERITED_NO_CHANGE | {}
93 |  | RATE QUOTED SHOULD INCLUDE FOR THE FOLLOWING: | [15 empty] | Chunk_17 | LINE_ITEM |  | STRUCTURE_CONCRETE | Concrete |  |  | Other Building Elements |  | STAGE_3_ENHANCED_INHERITANCE | 90.0% | ENHANCED_CONTEXT_INHERITANCE | True | False | INHERITED_NO_CHANGE | {}
94 |  | The tenderer shall set up & maintain test lab at site, cube testing machine in good working order, sieves, slump cone, graduated cylinder and weights, scales for material testing & conduct test @ regular intervals & send reports to EIC & all concerned. | [15 empty] | Chunk_17 | LINE_ITEM |  | STRUCTURE_CONCRETE | Concrete |  |  | Other Building Elements |  | STAGE_3_ENHANCED_INHERITANCE | 90.0% | ENHANCED_CONTEXT_INHERITANCE | True | False | INHERITED_NO_CHANGE | {}
95 |  | A qualified mechanic shall always be available during working hours for maintenance of weight batching machines. | [15 empty] | Chunk_17 | LINE_ITEM |  | STRUCTURE_CONCRETE | Concrete |  |  | Other Building Elements |  | STAGE_3_ENHANCED_INHERITANCE | 90.0% | ENHANCED_CONTEXT_INHERITANCE | True | False | INHERITED_NO_CHANGE | {}
96 |  | Contractor shall quote the rates including all forms of wastages. The contractor shall immediately rectify / grind the concrete joints, bulged surfaces concrete spillages etc., immediately after striking out the formwork as per the instructions of EIC. | [15 empty] | Chunk_17 | LINE_ITEM |  | STRUCTURE_CONCRETE | Concrete |  |  | Other Building Elements |  | STAGE_3_ENHANCED_INHERITANCE | 90.0% | ENHANCED_CONTEXT_INHERITANCE | True | False | INHERITED_NO_CHANGE | {}
97 |  | e. For Construction joints, Stoppers to be removed immediately after initial setting time and the surface should be roughened thoroughly by compressed jet water wash. | [15 empty] | Chunk_17 | LINE_ITEM |  | STRUCTURE_CONCRETE | Concrete |  |  | Other Building Elements |  | STAGE_3_ENHANCED_INHERITANCE | 90.0% | ENHANCED_CONTEXT_INHERITANCE | True | False | INHERITED_NO_CHANGE | {}
98 |  | h. Cement Slurry required for priming of concrete pump & pipe lines to be included in the rates quoted. | [15 empty] | Chunk_17 | LINE_ITEM |  | STRUCTURE_CONCRETE | Concrete |  |  | Other Building Elements |  | STAGE_3_ENHANCED_INHERITANCE | 90.0% | ENHANCED_CONTEXT_INHERITANCE | True | False | INHERITED_NO_CHANGE | {}
99 |  | i. Rate to include for placing of concrete for both type of shuttering whether Aluminium /Conventional type. Nothing extra will be paid on account of the type of shuttering. | [15 empty] | Chunk_18 | LINE_ITEM |  | STRUCTURE_CONCRETE | Concrete |  |  | Other Building Elements |  | STAGE_3_ENHANCED_INHERITANCE | 90.0% | ENHANCED_CONTEXT_INHERITANCE | True | False | INHERITED_NO_CHANGE | {}
100 |  | j. Rate Quoted should include for pumping of concrete to all heights irrespective of whether the concrete is issued by EMPLOYER or procurement by contractor or from site mix batching plant. | [15 empty] | Chunk_18 | LINE_ITEM |  | STRUCTURE_CONCRETE | Concrete |  |  | Other Building Elements |  | STAGE_3_ENHANCED_INHERITANCE | 90.0% | ENHANCED_CONTEXT_INHERITANCE | True | False | INHERITED_NO_CHANGE | {}
101 |  | m. In case EMPLOYER insist for using river sand in lieu of M-sand, the difference in rate will only be paid. | [15 empty] | Chunk_18 | LINE_ITEM |  | STRUCTURE_CONCRETE | Concrete |  |  | Other Building Elements |  | STAGE_3_ENHANCED_INHERITANCE | 90.0% | ENHANCED_CONTEXT_INHERITANCE | True | False | INHERITED_NO_CHANGE | {}
102 |  | o. Rate to include for sleeves / cutout for pressurization shafts / ducts | [15 empty] | Chunk_18 | LINE_ITEM |  | STRUCTURE_CONCRETE | Concrete |  |  | Other Building Elements |  | STAGE_3_ENHANCED_INHERITANCE | 90.0% | ENHANCED_CONTEXT_INHERITANCE | True | False | INHERITED_NO_CHANGE | {}
103 |  | RMC /Batching Plant Concrete for below mentioned works | [15 empty] | Chunk_18 | LINE_ITEM |  | STRUCTURE_CONCRETE | Concrete |  |  | Other Building Elements |  | STAGE_3_ENHANCED_INHERITANCE | 90.0% | ENHANCED_CONTEXT_INHERITANCE | True | False | INHERITED_NO_CHANGE | {}
104 | C 5 | Retaining walls of all profile as shown in drg | M30 |  | Cum | 894 | 221 |  |  |  |  | 0 | 1115 | #ERROR! | #ERROR! | 300mm thick wall considered as per RFI instruction Club house - 92.56 Rmt Tower Area - 488.15 Rmt |  | Chunk_19 | LINE_ITEM | Cum | STRUCTURE_CONCRETE | Concrete |  |  | Other Building Elements |  | STAGE_3_ENHANCED_INHERITANCE | 90.0% | ENHANCED_CONTEXT_INHERITANCE | True | False | INHERITED_NO_CHANGE | {}
105 | C 6 | Pedestal for DG | M30 |  | Cum | 50 | [5 empty] | 0 | 50 | 5900 | 295000 | Detail drawings not available, notional qty considered. May vary as per actuals |  | Chunk_19 | LINE_ITEM | Cum | STRUCTURE_CONCRETE | Concrete |  |  | Other Building Elements |  | STAGE_3_ENHANCED_INHERITANCE | 90.0% | ENHANCED_CONTEXT_INHERITANCE | True | False | INHERITED_NO_CHANGE | {}
106 |  | Tower Area | [12 empty] | 0 |  |  | Chunk_19 | LINE_ITEM |  | STRUCTURE_CONCRETE | Concrete |  |  | Other Building Elements |  | STAGE_3_ENHANCED_INHERITANCE | 90.0% | ENHANCED_CONTEXT_INHERITANCE | True | False | INHERITED_NO_CHANGE | {}
107 | b | B2 to B1 floor lvl | M30 |  | Cum | 495 | 57 |  |  |  | 57 | 57 | 609 | #ERROR! | #ERROR! | 255 no's of columns,3.3 m height |  | Chunk_19 | LINE_ITEM | Cum | STRUCTURE_CONCRETE | Concrete |  |  | Other Building Elements |  | STAGE_3_ENHANCED_INHERITANCE | 90.0% | ENHANCED_CONTEXT_INHERITANCE | True | False | INHERITED_NO_CHANGE | {}
108 | c | B1 to Ground floor lvl | M30 |  | Cum | 655 | 37 |  |  |  | 37 | 37 | 729 | #ERROR! | #ERROR! | 184 no's of columns,4.5 m height 71 no's of columns,3.8 m height |  | Chunk_19 | LINE_ITEM | Cum | STRUCTURE_CONCRETE | Concrete |  |  | Other Building Elements |  | STAGE_3_ENHANCED_INHERITANCE | 90.0% | ENHANCED_CONTEXT_INHERITANCE | True | False | INHERITED_NO_CHANGE | {}
109 | d | Ground floor to 1st floor lvl | M30 |  | Cum |  |  | 22 | 45 | 43 | 55 | 165 | 165 | #ERROR! | #ERROR! | Line Item contains: Parking area columns and shear walls at the ground floor. Note: The Project Head must review and confirm whether the quantity should remain under this line item or be reallocated under SDC. |  | Chunk_19 | LINE_ITEM | Cum | STRUCTURE_CONCRETE | Concrete |  |  | Other Building Elements |  | STAGE_3_ENHANCED_INHERITANCE | 90.0% | ENHANCED_CONTEXT_INHERITANCE | True | False | INHERITED_NO_CHANGE | {}
110 | e | 1st to 5th floor lvl | M30 |  | Cum |  |  | 6 | 12 | 9 | 260 | 287 | 287 | #ERROR! | #ERROR! | As per BEL instructions - Club house sloped wall considered as RC walls. However, Architectute shows it as block work. Project head to confirm if block work is required |  | Chunk_19 | LINE_ITEM | Cum | STRUCTURE_CONCRETE | Concrete |  |  | Other Building Elements |  | STAGE_3_ENHANCED_INHERITANCE | 90.0% | ENHANCED_CONTEXT_INHERITANCE | True | False | INHERITED_NO_CHANGE | {}
111 | f | 6th to 10th floor | M30 |  | Cum | [5 empty] | 185 | 185 | 185 | #ERROR! | #ERROR! | As per BEL instructions - Club house sloped wall considered as RC walls. However, Architectute shows it as block work. Project head to confirm if block work is required |  | Chunk_19 | LINE_ITEM | Cum | STRUCTURE_CONCRETE | Concrete |  |  | Other Building Elements |  | STAGE_3_ENHANCED_INHERITANCE | 90.0% | ENHANCED_CONTEXT_INHERITANCE | True | False | INHERITED_NO_CHANGE | {}
112 |  | Non Tower Area | [12 empty] | 0 |  |  | Chunk_19 | LINE_ITEM |  | STRUCTURE_CONCRETE | Concrete |  |  | Other Building Elements |  | STAGE_3_ENHANCED_INHERITANCE | 90.0% | ENHANCED_CONTEXT_INHERITANCE | True | False | INHERITED_NO_CHANGE | {}
113 | b | B2 to B1 floor lvl | M50 |  | Cum | 90 | 0 |  |  |  |  | 0 | 90 | #ERROR! | #ERROR! | 108 no's of columns,3.3 m height |  | Chunk_19 | LINE_ITEM | Cum | STRUCTURE_CONCRETE | Concrete |  |  | Other Building Elements |  | STAGE_3_ENHANCED_INHERITANCE | 90.0% | ENHANCED_CONTEXT_INHERITANCE | True | False | INHERITED_NO_CHANGE | {}
114 | c | B1 to Ground floor lvl | M50 |  | Cum | 103 | 0 |  |  |  |  | 0 | 103 | #ERROR! | #ERROR! | 108 no's of columns,3.8 m height |  | Chunk_20 | LINE_ITEM | Cum | STRUCTURE_CONCRETE | Concrete |  |  | Other Building Elements |  | STAGE_3_ENHANCED_INHERITANCE | 90.0% | ENHANCED_CONTEXT_INHERITANCE | True | False | INHERITED_NO_CHANGE | {}
115 | a | B1 Floor lvl | M50 |  | Cum | 315 | 0 |  |  |  |  | 0 | 315 | #ERROR! | #ERROR! | 698.68 Sqm - 450mm depth |  | Chunk_20 | LINE_ITEM | Cum | STRUCTURE_CONCRETE | Concrete |  |  | Other Building Elements |  | STAGE_3_ENHANCED_INHERITANCE | 90.0% | ENHANCED_CONTEXT_INHERITANCE | True | False | INHERITED_NO_CHANGE | {}
116 | b | Ground floor lvl | M50 |  | Cum | 315 | 0 |  |  |  |  | 0 | 315 | #ERROR! | #ERROR! | 698.68 Sqm - 450mm depth |  | Chunk_20 | LINE_ITEM | Cum | STRUCTURE_CONCRETE | Concrete |  |  | Other Building Elements |  | STAGE_3_ENHANCED_INHERITANCE | 90.0% | ENHANCED_CONTEXT_INHERITANCE | True | False | INHERITED_NO_CHANGE | {}
117 | a | B1 Floor lvl | M30 |  | Cum | 239 |  |  |  |  | 0 | 0 | 239 | #ERROR! | #ERROR! | Basement 01 0.25 x 0.6 m - 1311.59m 0.45 x 0.6 m - 84.67m 0.2 x 0.6 m - 77.38m 0.4 x 0.6 m - 18.79m 0.25 x 0.85 m - 5.45m 0.3 x 0.6 m - 4.2m 0.25 x 1.3 m - 4.07m 0.2 x 0.825 m - 3.6m 0.2 x 0.45 m - 3.2m 0.2 x 0.75 m - 3.07m 0.25 x 0.95 m - 2.2m |  | Chunk_20 | LINE_ITEM | Cum | STRUCTURE_CONCRETE | Concrete |  |  | Other Building Elements |  | STAGE_3_ENHANCED_INHERITANCE | 90.0% | ENHANCED_CONTEXT_INHERITANCE | True | False | INHERITED_NO_CHANGE | {}
118 | b | Ground floor lvl | M30 |  | Cum | 133 |  |  |  |  | 27 | 27 | 160 | #ERROR! | #ERROR! | Ground floor 0.25 x 0.6 m - 643.49m 0.45 x 0.6 m - 79.65m 0.2 x 0.6 m - 56.8m 0.4 x 0.6 m - 18.78m 0.25 x 0.5 m - 12.39m 0.135 x 0.285 m - 8.42m 0.15 x 0.285 m - 4.34m 0.3 x 0.6 m - 4.2m 0.13 x 0.285 m - 2.79m 0.15 x 0.3 m - 2.54m |  | Chunk_20 | LINE_ITEM | Cum | STRUCTURE_CONCRETE | Concrete |  |  | Other Building Elements |  | STAGE_3_ENHANCED_INHERITANCE | 90.0% | ENHANCED_CONTEXT_INHERITANCE | True | False | INHERITED_NO_CHANGE | {}
119 |  | 1st to 5th floor lvl | M30 |  | Cum | [5 empty] | 109 | 109 | 109 | #ERROR! | #ERROR! |  |  | Chunk_20 | LINE_ITEM | Cum | STRUCTURE_CONCRETE | Concrete |  |  | Other Building Elements |  | STAGE_3_ENHANCED_INHERITANCE | 90.0% | ENHANCED_CONTEXT_INHERITANCE | True | False | INHERITED_NO_CHANGE | {}
120 |  | 6th to 10th floor | M30 |  | Cum | [5 empty] | 137 | 137 | 137 | #ERROR! | #ERROR! |  |  | Chunk_20 | LINE_ITEM | Cum | STRUCTURE_CONCRETE | Concrete |  |  | Other Building Elements |  | STAGE_3_ENHANCED_INHERITANCE | 90.0% | ENHANCED_CONTEXT_INHERITANCE | True | False | INHERITED_NO_CHANGE | {}
121 | a | Ground floor | M50 |  | Cum | 192 | [5 empty] | 0 | 192 | 6857 | 1316544 | Grider beams (Beams of size 700mm and above are considered as girder beams) 0.25 x 0.75 m - 486.75m 0.25 x 0.85 m - 213.72m 0.25 x 0.95 m - 78.07m 0.25 x 1.3 m - 40.3m 0.25 x 0.8 m - 37.74m 0.25 x 0.7 m - 25.33m 0.2 x 0.75 m - 16.35m 0.2 x 0.8 m - 8.75m 0.2 x 0.825 m - 8.03m 0.2 x 0.85 m - 6.2m 0.25 x 1.1 m - 6.07m 0.25 x 0.9 m - 3.27m 0.77 x 0.75 m - 3.26m 0.2 x 0.9 m - 2.96m 0.2 x 0.95 m - 2.92m |  | Chunk_20 | LINE_ITEM | Cum | STRUCTURE_CONCRETE | Concrete |  |  | Other Building Elements |  | STAGE_3_ENHANCED_INHERITANCE | 90.0% | ENHANCED_CONTEXT_INHERITANCE | True | False | INHERITED_NO_CHANGE | {}
122 | b | First floor | M50 |  | Cum | [6 empty] | 0 | RO | 6857 | 0 |  |  | Chunk_20 | LINE_ITEM | Cum | STRUCTURE_CONCRETE | Concrete |  |  | Other Building Elements |  | STAGE_3_ENHANCED_INHERITANCE | 90.0% | ENHANCED_CONTEXT_INHERITANCE | True | False | INHERITED_NO_CHANGE | {}
123 | C 11 | Chejjas / Window projections / balcony Door Projection at all levels as indicated in the dwg & at locations wherever directed by EIC. | M30 |  | Cum |  |  | 10 | 0 | 0 |  | 10 | 10 | #ERROR! | #ERROR! | Notional qty Considered in SDC |  | Chunk_20 | LINE_ITEM | Cum | STRUCTURE_CONCRETE | Concrete |  |  | Other Building Elements |  | STAGE_3_ENHANCED_INHERITANCE | 90.0% | ENHANCED_CONTEXT_INHERITANCE | True | False | INHERITED_NO_CHANGE | {}
124 | a | B1 Floor lvl | M30 |  | Cum | 1744 | 246 |  |  |  |  | 0 | 1990 | #ERROR! | #ERROR! | BF01 Area - 8697 sqm 250mm thick - 6137 sqm (Columns capital 697 sqm) 150mm thick - 2560 sqm |  | Chunk_20 | LINE_ITEM | Cum | STRUCTURE_CONCRETE | Concrete |  |  | Other Building Elements |  | STAGE_3_ENHANCED_INHERITANCE | 90.0% | ENHANCED_CONTEXT_INHERITANCE | True | False | INHERITED_NO_CHANGE | {}
125 | b | Ground Floor lvl | M50 |  | Cum | 1752 |  |  |  |  | 233 | 233 | 1985 | #ERROR! | #ERROR! | GF Area - 8685 sqm 250mm thick - 6131 sqm (Columns capital 697 sqm) 150mm thick - 1863 sqm 135mm thick - 691 sqm |  | Chunk_20 | LINE_ITEM | Cum | STRUCTURE_CONCRETE | Concrete |  |  | Other Building Elements |  | STAGE_3_ENHANCED_INHERITANCE | 90.0% | ENHANCED_CONTEXT_INHERITANCE | True | False | INHERITED_NO_CHANGE | {}
126 | c | 1st to 5th floor | M30 |  | Cum | [5 empty] | 130 | 130 | 130 | #ERROR! | #ERROR! |  |  | Chunk_20 | LINE_ITEM | Cum | STRUCTURE_CONCRETE | Concrete |  |  | Other Building Elements |  | STAGE_3_ENHANCED_INHERITANCE | 90.0% | ENHANCED_CONTEXT_INHERITANCE | True | False | INHERITED_NO_CHANGE | {}
127 | d | 6th floor to 10th floor | M30 |  | Cum | [5 empty] | 192 | 192 | 192 | #ERROR! | #ERROR! |  |  | Chunk_20 | LINE_ITEM | Cum | STRUCTURE_CONCRETE | Concrete |  |  | Other Building Elements |  | STAGE_3_ENHANCED_INHERITANCE | 90.0% | ENHANCED_CONTEXT_INHERITANCE | True | False | INHERITED_NO_CHANGE | {}
128 | C 15 | Nibs / Pardi walls / Upstand / Planter walls / toe wall at all levels as shown in drg. | M30 |  | Cum |  |  | 4 | 4 | 4 | 20 | 32 | 32 | #ERROR! | #ERROR! | Planters assumed near entrance lobby since the details are not available 02 no's of Length - 1500, Width - 600mm, depth - 1.5m 01 no's of Length - 2000, Width - 1200mm, depth - 1.5m |  | Chunk_21 | LINE_ITEM | Cum | STRUCTURE_CONCRETE | Concrete |  |  | Other Building Elements |  | STAGE_3_ENHANCED_INHERITANCE | 90.0% | ENHANCED_CONTEXT_INHERITANCE | True | False | INHERITED_NO_CHANGE | {}
129 | a | B2 to B1 floor lvl | M30 |  | Cum | 12 |  |  |  |  | 6 | 6 | 18 | #ERROR! | #ERROR! |  |  | Chunk_21 | LINE_ITEM | Cum | STRUCTURE_CONCRETE | Concrete |  |  | Other Building Elements |  | STAGE_3_ENHANCED_INHERITANCE | 90.0% | ENHANCED_CONTEXT_INHERITANCE | True | False | INHERITED_NO_CHANGE | {}
130 | b | B1 to Ground floor lvl | M30 |  | Cum | 18 |  |  |  |  | 6 | 6 | 24 | #ERROR! | #ERROR! |  |  | Chunk_21 | LINE_ITEM | Cum | STRUCTURE_CONCRETE | Concrete |  |  | Other Building Elements |  | STAGE_3_ENHANCED_INHERITANCE | 90.0% | ENHANCED_CONTEXT_INHERITANCE | True | False | INHERITED_NO_CHANGE | {}
131 | c | Ground Floor lvl | M30 |  | Cum | [5 empty] | 6 | 6 | 6 | #ERROR! | #ERROR! |  |  | Chunk_21 | LINE_ITEM | Cum | STRUCTURE_CONCRETE | Concrete |  |  | Other Building Elements |  | STAGE_3_ENHANCED_INHERITANCE | 90.0% | ENHANCED_CONTEXT_INHERITANCE | True | False | INHERITED_NO_CHANGE | {}
132 | d | 1st to 5th floor | M30 |  | Cum | [5 empty] | 30 | 30 | 30 | #ERROR! | #ERROR! |  |  | Chunk_21 | LINE_ITEM | Cum | STRUCTURE_CONCRETE | Concrete |  |  | Other Building Elements |  | STAGE_3_ENHANCED_INHERITANCE | 90.0% | ENHANCED_CONTEXT_INHERITANCE | True | False | INHERITED_NO_CHANGE | {}
133 | e | 6th floor to 10th floor | M30 |  | Cum | [5 empty] | 18 | 18 | 18 | #ERROR! | #ERROR! |  |  | Chunk_21 | LINE_ITEM | Cum | STRUCTURE_CONCRETE | Concrete |  |  | Other Building Elements |  | STAGE_3_ENHANCED_INHERITANCE | 90.0% | ENHANCED_CONTEXT_INHERITANCE | True | False | INHERITED_NO_CHANGE | {}
134 | f | Club house entrance Steps | M30 |  | Cum | [5 empty] | 4 | 4 | 4 | #ERROR! | #ERROR! | Entrance steps - 5 nos - 6 mt length as per architectural drawing |  | Chunk_21 | LINE_ITEM | Cum | STRUCTURE_CONCRETE | Concrete |  |  | Other Building Elements |  | STAGE_3_ENHANCED_INHERITANCE | 90.0% | ENHANCED_CONTEXT_INHERITANCE | True | False | INHERITED_NO_CHANGE | {}
135 | C 17 | RAMP CONCRETE WORKS | [12 empty] | 0 | Considered as per standard ramp drawing |  | Chunk_21 | LINE_ITEM |  | STRUCTURE_CONCRETE | Concrete |  |  | Other Building Elements |  | STAGE_3_ENHANCED_INHERITANCE | 90.0% | ENHANCED_CONTEXT_INHERITANCE | True | False | INHERITED_NO_CHANGE | {}
136 | b | Ramp Side walls | M30 |  | Cum | 45 | [5 empty] | 0 | 45 | #ERROR! | #ERROR! | RC Side walls - 750mm height Basement 02 - For Plum filling - 0.2 x 0.91 m - 20 m Basement 02 - For Plum filling - 0.2 x 0.91 m - 9.9 m Parapet - 0.2 x 0.75 m - 111.6 m Ground- For Plum filling - 0.2 x 2.15 m - 84.4 m |  | Chunk_21 | LINE_ITEM | Cum | STRUCTURE_CONCRETE | Concrete |  |  | Other Building Elements |  | STAGE_3_ENHANCED_INHERITANCE | 90.0% | ENHANCED_CONTEXT_INHERITANCE | True | False | INHERITED_NO_CHANGE | {}
137 | C 18 | UG SUMP TANK (Phase 1 & 2) | [12 empty] | 0 | Raw water, Treated water and fire tank |  | Chunk_21 | LINE_ITEM |  | STRUCTURE_CONCRETE | Concrete |  |  | Other Building Elements |  | STAGE_3_ENHANCED_INHERITANCE | 90.0% | ENHANCED_CONTEXT_INHERITANCE | True | False | INHERITED_NO_CHANGE | {}
138 | ii | Walls | M30 |  | Cum | 261 | [5 empty] | 0 | 261 | #ERROR! | #ERROR! | Pump room - 300mm thick & 4.8m height Tank area - 300mm thick & 4.2m height |  | Chunk_21 | LINE_ITEM | Cum | STRUCTURE_CONCRETE | Concrete |  |  | Other Building Elements |  | STAGE_3_ENHANCED_INHERITANCE | 90.0% | ENHANCED_CONTEXT_INHERITANCE | True | False | INHERITED_NO_CHANGE | {}
139 | iv | Steps & Pump room stairs | M30 |  | Cum | 4 | [5 empty] | 0 | 4 | #ERROR! | #ERROR! | PHE & Fire pump room stairs |  | Chunk_21 | LINE_ITEM | Cum | STRUCTURE_CONCRETE | Concrete |  |  | Other Building Elements |  | STAGE_3_ENHANCED_INHERITANCE | 90.0% | ENHANCED_CONTEXT_INHERITANCE | True | False | INHERITED_NO_CHANGE | {}
140 | C 19 | SEWAGE TREATMENT PLANT (Phase 1 & 2) | [12 empty] | 0 |  |  | Chunk_21 | LINE_ITEM |  | STRUCTURE_CONCRETE | Concrete |  |  | Other Building Elements |  | STAGE_3_ENHANCED_INHERITANCE | 90.0% | ENHANCED_CONTEXT_INHERITANCE | True | False | INHERITED_NO_CHANGE | {}
141 | iv | Steps & Pump room stairs | M30 |  | Cum | 4 | [5 empty] | 0 | 4 | #ERROR! | #ERROR! | STP pump room stairs |  | Chunk_22 | LINE_ITEM | Cum | STRUCTURE_CONCRETE | Concrete |  |  | Other Building Elements |  | STAGE_3_ENHANCED_INHERITANCE | 90.0% | ENHANCED_CONTEXT_INHERITANCE | True | False | INHERITED_NO_CHANGE | {}
142 | C 20 | RAIN WATER SUMP | [12 empty] | 0 |  |  | Chunk_22 | LINE_ITEM |  | STRUCTURE_CONCRETE | Concrete |  |  | Other Building Elements |  | STAGE_3_ENHANCED_INHERITANCE | 90.0% | ENHANCED_CONTEXT_INHERITANCE | True | False | INHERITED_NO_CHANGE | {}
143 | ii | Walls | M30 |  | Cum | 75 | [5 empty] | 0 | 75 | #ERROR! | #ERROR! | Alround length - 300 thick & 4.3 height |  | Chunk_22 | LINE_ITEM | Cum | STRUCTURE_CONCRETE | Concrete |  |  | Other Building Elements |  | STAGE_3_ENHANCED_INHERITANCE | 90.0% | ENHANCED_CONTEXT_INHERITANCE | True | False | INHERITED_NO_CHANGE | {}
144 | C 20.1 | STORM WATER COLLECTION SUMP | [12 empty] | 0 | Structural not available Wall thickness considered as per MEP drawings Bottom & Top slab thickness same as rain water tank drawings Ground floor level - Capacity 125 Cum - 1 no's Basement 02 level - Capacity 20 Cum - 2 no's |  | Chunk_22 | LINE_ITEM |  | STRUCTURE_CONCRETE | Concrete |  |  | Other Building Elements |  | STAGE_3_ENHANCED_INHERITANCE | 90.0% | ENHANCED_CONTEXT_INHERITANCE | True | False | INHERITED_NO_CHANGE | {}
145 | ii | Walls | M30 |  | Cum | 50 | [5 empty] | 0 | 50 | #ERROR! | #ERROR! | Alround length - 200 thick Basment sump 01 - 300mm thick for one wall wchich overlaps with retaining wall |  | Chunk_22 | LINE_ITEM | Cum | STRUCTURE_CONCRETE | Concrete |  |  | Other Building Elements |  | STAGE_3_ENHANCED_INHERITANCE | 90.0% | ENHANCED_CONTEXT_INHERITANCE | True | False | INHERITED_NO_CHANGE | {}
146 | C 21 | OVER HEAD TANK (Phase 1 & 2) | [12 empty] | 0 | Structural not available Wall thickness considered as per MEP drawings |  | Chunk_22 | LINE_ITEM |  | STRUCTURE_CONCRETE | Concrete |  |  | Other Building Elements |  | STAGE_3_ENHANCED_INHERITANCE | 90.0% | ENHANCED_CONTEXT_INHERITANCE | True | False | INHERITED_NO_CHANGE | {}
147 | b | Walls | M30 |  | Cum |  |  | 20 | 20 | 20 | 8 | 68 | 68 | #ERROR! | #ERROR! | Clubhouse OHT details not available |  | Chunk_22 | LINE_ITEM | Cum | STRUCTURE_CONCRETE | Concrete |  |  | Other Building Elements |  | STAGE_3_ENHANCED_INHERITANCE | 90.0% | ENHANCED_CONTEXT_INHERITANCE | True | False | INHERITED_NO_CHANGE | {}
148 | C 22 | PLATFORM OR PEDESTAL FOR EQUIPMENT. | M30 |  | Cum | [6 empty] | 0 | RO | 7167 | 0 | DG pedestal taken in item C6 |  | Chunk_22 | LINE_ITEM | Cum | STRUCTURE_CONCRETE | Concrete |  |  | Other Building Elements |  | STAGE_3_ENHANCED_INHERITANCE | 90.0% | ENHANCED_CONTEXT_INHERITANCE | True | False | INHERITED_NO_CHANGE | {}
149 | C 22.1 | For DG Room | M30 | [11 empty] | 0 | Item added for DG room RCC |  | Chunk_22 | LINE_ITEM |  | STRUCTURE_CONCRETE | Concrete |  |  | Other Building Elements |  | STAGE_3_ENHANCED_INHERITANCE | 90.0% | ENHANCED_CONTEXT_INHERITANCE | True | False | INHERITED_NO_CHANGE | {}
150 | b | Walls | M30 |  | Cum | 195 | [5 empty] | 0 | 195 | #ERROR! | #ERROR! | 300mm thick & 7.55m height - 97.73 Rmt 300mm thick & 3.05m height - 19.60 Rmt 300mm thick & 2.40m height - 19.60 Rmt |  | Chunk_22 | LINE_ITEM | Cum | STRUCTURE_CONCRETE | Concrete |  |  | Other Building Elements |  | STAGE_3_ENHANCED_INHERITANCE | 90.0% | ENHANCED_CONTEXT_INHERITANCE | True | False | INHERITED_NO_CHANGE | {}
151 | a | Size - 300 x 150 mm depth - Location :Pump room drain |  |  | Rmt | 73 | [5 empty] | 0 | 73 | #ERROR! | #ERROR! | STP - C shape - 33.7 m PHE - L shape - 17.5 m Fire - L shape - 21.37 m |  | Chunk_30 | LINE_ITEM | Rmt | STRUCTURE_CONCRETE | Concrete |  |  | Other Building Elements |  | STAGE_3_ENHANCED_INHERITANCE | 90.0% | ENHANCED_CONTEXT_INHERITANCE | False | False | OVERRIDE_UNIT_CONTRADICTION | {}
152 | b | Size - 300 x 150 mm depth - Location : DWC HDPE |  |  | Rmt | 0 | [5 empty] | 0 | RO | #ERROR! | 0 | As per drawing - 574.21 m As per mail confirmation (dated 14/5/2025) from BEL MEP engineer. Removed saucer drains. |  | Chunk_30 | LINE_ITEM | Rmt | STRUCTURE_CONCRETE | Concrete |  |  | Other Building Elements |  | STAGE_3_ENHANCED_INHERITANCE | 90.0% | ENHANCED_CONTEXT_INHERITANCE | False | False | OVERRIDE_UNIT_CONTRADICTION | {}
153 | c | Size 200 x 150 mm depth |  |  | Rmt | [6 empty] | 0 | RO |  | 0 |  |  | Chunk_30 | LINE_ITEM | Rmt | STRUCTURE_CONCRETE | Concrete |  |  | Other Building Elements |  | STAGE_3_ENHANCED_INHERITANCE | 90.0% | ENHANCED_CONTEXT_INHERITANCE | False | False | OVERRIDE_UNIT_CONTRADICTION | {}
154 |  | Manufactured sand (M-sand) confirming to approved gradation, admixture of approved make (FOSROC or equivalent) and dosage as per manufacturer specification to be used. | [15 empty] | Chunk_31 | LINE_ITEM |  | STRUCTURE_CONCRETE | Concrete |  |  | Other Building Elements |  | STAGE_3_ENHANCED_INHERITANCE | 90.0% | ENHANCED_CONTEXT_INHERITANCE | True | False | INHERITED_WITH_MODIFICATION | {}
155 |  | (For carrying out small volumes of concrete only) | [15 empty] | Chunk_31 | LINE_ITEM |  | STRUCTURE_CONCRETE | Concrete |  |  | Other Building Elements |  | STAGE_3_ENHANCED_INHERITANCE | 90.0% | ENHANCED_CONTEXT_INHERITANCE | True | False | INHERITED_NO_CHANGE | {}
156 |  | SUB TOTAL - REINFORCEMENT CEMENT CONCRETE WORKS (SMC & RMC) | [12 empty] | 2053594 |  |  | Chunk_31 | LINE_ITEM |  | STRUCTURE_CONCRETE | Concrete |  |  | Other Building Elements |  | STAGE_3_ENHANCED_INHERITANCE | 90.0% | ENHANCED_CONTEXT_INHERITANCE | True | False | INHERITED_NO_CHANGE | {}
157 | E 16 | RAMP CONCRETE WORKS | [12 empty] | 0 |  |  | Chunk_36 | LINE_ITEM |  | STRUCTURE_CONCRETE | Concrete |  |  | Other Building Elements |  | STAGE_3_ENHANCED_INHERITANCE | 90.0% | ENHANCED_CONTEXT_INHERITANCE | False | False | OVERRIDE_NEW_ACTIVITY | {}
158 | E 22 | RC Parapet wall as shown in drg. | [12 empty] | 0 |  |  | Chunk_39 | LINE_ITEM |  | STRUCTURE_CONCRETE | Concrete |  |  | Other Building Elements |  | STAGE_3_ENHANCED_INHERITANCE | 90.0% | ENHANCED_CONTEXT_INHERITANCE | False | False | OVERRIDE_NEW_ACTIVITY | {}
159 | ii | Stilt to Terrace floor |  |  | Cum |  |  | 39 | 57 | 66 |  | 162 | 162 | #ERROR! | #ERROR! | Conside the Service room flooring |  | Chunk_65 | LINE_ITEM | Cum | STRUCTURE_CONCRETE | Concrete |  |  | Other Building Elements |  | STAGE_3_ENHANCED_INHERITANCE | 90.0% | ENHANCED_CONTEXT_INHERITANCE | True | False | INHERITED_NO_CHANGE | {}
160 | a | M 20 |  |  | Cum | 25 | [5 empty] | 0 | 25 | #ERROR! | #ERROR! | Considered notional quantity as per BEL instruction |  | Chunk_31 | LINE_ITEM | Cum | STRUCTURE_CONCRETE | Concrete | M20 |  | Other Building Elements |  | STAGE_3_ENHANCED_INHERITANCE | 90.0% | ENHANCED_CONTEXT_INHERITANCE | True | False | INHERITED_WITH_MODIFICATION | {}
161 | J 4 | Providing & Laying M20 grade concrete flooring laid in alternate panels of size as indicated by EIC, including preparation of base surface, side forms as required, consolidating, curing etc. complete, as per standard specifications/ approved drawings and as directed by engineer - in - charge. | [12 empty] | 0 |  |  | Chunk_65_HEADER | HEADER |  | STRUCTURE_CONCRETE | Concrete | M20 |  | Other Building Elements | ACTIVITY PRIORITY CONFIRMED: Laying | STAGE_2_AI_VERIFIED_WITH_ACTIVITY_PRIORITY | 95.0% | AI_HEADER_VERIFICATION_ACTIVITY_PRIORITY |  |  | HEADER_VERIFICATION | {}
162 | b | M 25 |  |  | Cum | 25 | [5 empty] | 0 | 25 | #ERROR! | #ERROR! | Considered notional quantity as per BEL instruction |  | Chunk_31 | LINE_ITEM | Cum | STRUCTURE_CONCRETE | Concrete | M25 |  | Other Building Elements |  | STAGE_3_ENHANCED_INHERITANCE | 90.0% | ENHANCED_CONTEXT_INHERITANCE | True | False | INHERITED_WITH_MODIFICATION | {}
163 |  | Please note that,Unless otherwise specified all Concrete Grades are M30 - For Towers | [15 empty] | Chunk_19 | LINE_ITEM |  | STRUCTURE_CONCRETE | Concrete | M30 |  | Other Building Elements |  | STAGE_3_ENHANCED_INHERITANCE | 90.0% | ENHANCED_CONTEXT_INHERITANCE | True | False | INHERITED_WITH_MODIFICATION | {}
164 |  | g. Design mix shall be as approved by the Structural Consultant/ Employers representative. Micro silica, hyper plasticisers to be used for M 45 & higher grade of concrete as approved by consultant/EIC. | [15 empty] | Chunk_17 | LINE_ITEM |  | STRUCTURE_CONCRETE | Concrete | M45 |  | Load-bearing Structural Frame |  | STAGE_3_ENHANCED_INHERITANCE | 90.0% | ENHANCED_CONTEXT_INHERITANCE | True | False | INHERITED_WITH_MODIFICATION | {}
165 |  | All concrete used for reinforced concrete work (structural concrete) shall be "Controlled concrete" and the use of weight batching is a must and shall be insisted upon. | [15 empty] | Chunk_17 | LINE_ITEM |  | STRUCTURE_CONCRETE | Controlled concrete |  |  | Load-bearing Structural Frame |  | STAGE_3_ENHANCED_INHERITANCE | 90.0% | ENHANCED_CONTEXT_INHERITANCE | True | False | INHERITED_WITH_MODIFICATION | {}
166 |  | c. A coat of epoxy to be applied, if it is more than 7 days. | [15 empty] | Chunk_17 | LINE_ITEM |  | STRUCTURE_CONCRETE | Epoxy |  |  | Other Building Elements |  | STAGE_3_ENHANCED_INHERITANCE | 90.0% | ENHANCED_CONTEXT_INHERITANCE | True | False | INHERITED_WITH_MODIFICATION | {}
167 | i | Below Isolated Footing, Foundations (both tower & non tower areas), Tower raft, Stitch raft , Grade slab & B3 Floor lvl. |  |  | Cum | 1884 | 177 |  |  |  |  | 0 | 2061 | #ERROR! | #ERROR! | 100mm PCC thickness consided as per earth drawing sections |  | Chunk_15 | LINE_ITEM | Cum | STRUCTURE_CONCRETE | PCC |  |  | Foundations (Substructure) |  | STAGE_3_ENHANCED_INHERITANCE | 90.0% | ENHANCED_CONTEXT_INHERITANCE | True | False | INHERITED_WITH_MODIFICATION | {}
168 | ii | Below Retaining Wall raft |  |  | Cum | 70 | 14 |  |  |  |  | 0 | 84 | #ERROR! | #ERROR! | 100mm PCC thickness consided as per earth drawing sections |  | Chunk_15 | LINE_ITEM | Cum | STRUCTURE_CONCRETE | PCC |  |  | Foundations (Substructure) |  | STAGE_3_ENHANCED_INHERITANCE | 90.0% | ENHANCED_CONTEXT_INHERITANCE | True | False | INHERITED_NO_CHANGE | {}
169 | B | PLAIN CEMENT CONCRETE: SMC | [15 empty] | Chunk_11 | LINE_ITEM |  | STRUCTURE_CONCRETE | PCC |  |  | Other Building Elements |  | STAGE_3_ENHANCED_INHERITANCE | 90.0% | ENHANCED_CONTEXT_INHERITANCE | True | False | INHERITED_WITH_MODIFICATION | {}
170 |  | Manufactured sand (M-sand) confirming to approved gradation, admixture of approved make (FOSROC or equivalent) and dosage as per manufacturer specification to be used in concrete works. | [15 empty] | Chunk_11 | LINE_ITEM |  | STRUCTURE_CONCRETE | PCC |  |  | Other Building Elements |  | STAGE_3_ENHANCED_INHERITANCE | 90.0% | ENHANCED_CONTEXT_INHERITANCE | True | False | INHERITED_WITH_MODIFICATION | {}
171 |  | In case EMPLOYER insist for using river sand in lieu of M-sand, the difference in rate will only be paid. | [15 empty] | Chunk_11 | LINE_ITEM |  | STRUCTURE_CONCRETE | PCC |  |  | Other Building Elements |  | STAGE_3_ENHANCED_INHERITANCE | 90.0% | ENHANCED_CONTEXT_INHERITANCE | True | False | INHERITED_WITH_MODIFICATION | {}
172 | B 1 | (i) Basic price of Cement : Rs.240/Bag | [15 empty] | Chunk_11 | LINE_ITEM |  | STRUCTURE_CONCRETE | PCC |  |  | Other Building Elements |  | STAGE_3_ENHANCED_INHERITANCE | 90.0% | ENHANCED_CONTEXT_INHERITANCE | True | False | INHERITED_WITH_MODIFICATION | {}
173 | iii | Below UG sump, STP, other water retaining structures, ramps & at locations wherever directed by EIC. |  |  | Cum | 106 | 0 |  |  |  |  | 0 | 106 | #ERROR! | #ERROR! | 75mm PCC thickness consided as per drawing |  | Chunk_15 | LINE_ITEM | Cum | STRUCTURE_CONCRETE | PCC |  |  | Other Building Elements |  | STAGE_3_ENHANCED_INHERITANCE | 90.0% | ENHANCED_CONTEXT_INHERITANCE | True | False | INHERITED_NO_CHANGE | {}
174 |  | SUB TOTAL - PCC WORKS (SMC & RMC) | [12 empty] | 141515 |  |  | Chunk_17 | LINE_ITEM |  | STRUCTURE_CONCRETE | PCC |  |  | Other Building Elements |  | STAGE_3_ENHANCED_INHERITANCE | 90.0% | ENHANCED_CONTEXT_INHERITANCE | True | False | INHERITED_WITH_MODIFICATION | {}
175 | c | PCC 1 : 3 : 6 of thickness as shown in drg. Refer Preamble - SL.NO: B |  |  | cum | [6 empty] | 0 | RO | #ERROR! | 0 | PCC not applicable as it lays above Raft top |  | Chunk_87 | LINE_ITEM | cum | STRUCTURE_CONCRETE | PCC |  |  | Other Building Elements |  | STAGE_3_ENHANCED_INHERITANCE | 90.0% | ENHANCED_CONTEXT_INHERITANCE | False | False | OVERRIDE_NEW_ACTIVITY | {}
176 | B 1.3 | Providing and laying PCC 1 : 3 : 6 / M 10 of specified thickness wherever specified using M-sand, 20 mm & down size aggregates including, machine mixing, base preparation, compaction, levelling, leads & lift, curing & shuttering if required etc., complete. |  |  | Cum | 5 | [5 empty] | 0 | 5 | 5847 | 29235 |  |  | Chunk_14_HEADER | HEADER |  | STRUCTURE_CONCRETE | PCC | M10 |  | Other Building Elements | ACTIVITY PRIORITY CONFIRMED: Providing and laying | STAGE_2_AI_VERIFIED_WITH_ACTIVITY_PRIORITY | 95.0% | AI_HEADER_VERIFICATION_ACTIVITY_PRIORITY |  |  | HEADER_VERIFICATION | {}
177 | B 2.1 | Providing & Laying P.C.C. M 10 of specified thickness, including base preparation, Compaction, levelling, all leads and lifts, curing and shuttering if necessary etc., Complete for following locations & at locations wherever directed by EIC. | [12 empty] | 0 |  |  | Chunk_15 | LINE_ITEM |  | STRUCTURE_CONCRETE | PCC | M10 |  | Other Building Elements |  | STAGE_3_ENHANCED_INHERITANCE | 90.0% | ENHANCED_CONTEXT_INHERITANCE | True | False | INHERITED_WITH_MODIFICATION | {}
178 | B 1.4 | Providing and laying P.C.C. 1 : 2 : 4 / M 15 of specified thickness wherever specified using M-sand, 20 mm and downsize aggregate including cleaning, machine mixing, Compaction, levelling, all leads and lifts, rough finishing at the top surface, curing and shuttering if necessary etc., at all heights and depths as instructed. Location : Copings, bed blocks. |  |  | Cum | 5 | [5 empty] | 0 | 5 | 11859 | 59295 |  |  | Chunk_15_HEADER | HEADER |  | STRUCTURE_CONCRETE | PCC | M15 |  | Other Building Elements | ACTIVITY PRIORITY CONFIRMED: Providing and laying | STAGE_2_AI_VERIFIED_WITH_ACTIVITY_PRIORITY | 95.0% | AI_HEADER_VERIFICATION_ACTIVITY_PRIORITY |  |  | HEADER_VERIFICATION | {}
179 | B 2.3 | Providing & Laying P.C.C. M 15 of specified thickness, including cleaning, Compaction, levelling, all leads and lifts, finishing the top surface, curing and shuttering if necessary, at all heights and depths at locations wherever specified , all as per directions of EIC etc., complete. Location : At locations wherever directed by EIC. |  |  | Cum | [6 empty] | 0 | RO | 5906 | 0 |  |  | Chunk_16_HEADER | HEADER |  | STRUCTURE_CONCRETE | PCC | M15 |  | Other Building Elements | ACTIVITY PRIORITY CONFIRMED: Laying | STAGE_2_AI_VERIFIED_WITH_ACTIVITY_PRIORITY | 95.0% | AI_HEADER_VERIFICATION_ACTIVITY_PRIORITY |  |  | HEADER_VERIFICATION | {}
180 | A 13 | Excavation for Sub soil well of 2.0m dia & 3.0m depth for dewatering of ground water, removal of slurry generated while excavation, providing& laying PCC-1:3:6, Pre cast RCC rings -size: 2000mm dia x 250 / 300mm depth(vendor specific) x 75mm thk, 20mm down grade aggregate filling, manhole cover, RCC cover slab, , 25mm thick PVC rungs of size 170 mm wide x 260 mm length, earth filling including cost of materials, labour, with all leads, loading and unloading, transportation & other incidental charges etc., complete and as directed by EIC. Depth for excavation shall be measured from the basement floor level. Note: 1. Rate to exclude for piping & pumps. 2. RCC cover slab, wall, bot slab/raft should be of M25 grade. |  |  | Each | 2 | [5 empty] | 0 | 2 | 91101 | 182202 | Considered Notional qty, project head to confirm on the same |  | Chunk_11_HEADER | HEADER |  | STRUCTURE_CONCRETE | PCC | M25 |  | Foundations (Substructure) | ACTIVITY PRIORITY CORRECTED: Example output for this specific header prioritizes STRUCTURE_CONCRETE and dictates specific material_grade and extracted_dimensions values. | STAGE_2_AI_VERIFIED_WITH_ACTIVITY_PRIORITY | 95.0% | AI_HEADER_VERIFICATION_ACTIVITY_PRIORITY |  |  | HEADER_VERIFICATION | {}
181 | B 1.2 | Providing and laying P.C.C. 1 : 4 : 8 / M 7.5 of specified thk wherever specified using M-sand, 40 mm and down size metal including, machine mixing, sub grade preparation, levelling, all leads and lifts, rough finishing at the top surface, curing and shuttering if necessary etc., |  |  | Cum | 5 | [5 empty] | 0 | 5 | 5528 | 27640 |  |  | Chunk_13_HEADER | HEADER |  | STRUCTURE_CONCRETE | PCC | M7.5 |  | Other Building Elements | ACTIVITY PRIORITY CONFIRMED: Providing and laying | STAGE_2_AI_VERIFIED_WITH_ACTIVITY_PRIORITY | 95.0% | AI_HEADER_VERIFICATION_ACTIVITY_PRIORITY |  |  | HEADER_VERIFICATION | {}
182 | B 2 | PLAIN CEMENT CONCRETE: RMC | [12 empty] | 0 |  |  | Chunk_15 | LINE_ITEM |  | STRUCTURE_CONCRETE | PCC RMC |  |  | Other Building Elements |  | STAGE_3_ENHANCED_INHERITANCE | 90.0% | ENHANCED_CONTEXT_INHERITANCE | True | False | INHERITED_WITH_MODIFICATION | {}
183 |  | (i) Basic price of Cement : Rs.240/Bag (ii) Basic price of RMC PCC M10 : Rs.3140/cum & M15 : Rs. 3330/cum | [12 empty] | 0 |  |  | Chunk_15 | LINE_ITEM |  | STRUCTURE_CONCRETE | PCC RMC | M10 |  | Other Building Elements |  | STAGE_3_ENHANCED_INHERITANCE | 90.0% | ENHANCED_CONTEXT_INHERITANCE | True | False | INHERITED_WITH_MODIFICATION | {}
184 | B 2.2 | For Plum concrete (Material supplied by vendor @ Basic rate: RMC M10) 60% of concrete : 40% boulders. (Supply of boulders @ vendor's scope) |  |  | Cum | 1405 | 48 |  |  |  |  | 0 | 1453 | #ERROR! | #ERROR! | Plum concrete Lifts - Alround length (For 600mm working space with slope 1:2 considered) Tower to Non tower transition slab - Alround length (For slope 1:2 considered) Ramps and water retaining structures |  | Chunk_15 | LINE_ITEM | Cum | STRUCTURE_CONCRETE | Plum Concrete | M10 |  | Other Building Elements |  | STAGE_3_ENHANCED_INHERITANCE | 90.0% | ENHANCED_CONTEXT_INHERITANCE | True | False | INHERITED_WITH_MODIFICATION | {}
185 | B 1.1 | Providing and laying Plum concrete 1 : 5 : 10 wherever specified using M-sand, 40 mm and down size metal and boulders of 150 mm (proportion 60 : 40 for concrete : boulder) including base preparation, levelling, all leads and lifts, rough finishing at the top surface, curing and shuttering if necessary etc., complete. |  |  | Cum | 5 | [5 empty] | 0 | 5 | 5069 | 25345 | Considered Notional qty, project head to confirm on the same |  | Chunk_12_HEADER | HEADER |  | STRUCTURE_CONCRETE | Plum concrete | 1:5:10 |  | Other Building Elements | ACTIVITY PRIORITY CONFIRMED: Providing and laying | STAGE_2_AI_VERIFIED_WITH_ACTIVITY_PRIORITY | 95.0% | AI_HEADER_VERIFICATION_ACTIVITY_PRIORITY |  |  | HEADER_VERIFICATION | {}
186 | i | 75 mm |  |  | sqm | [6 empty] | 0 | RO |  | 0 |  |  | Chunk_26 | LINE_ITEM | sqm | STRUCTURE_CONCRETE | R.C.C. Precast slab |  |  | Other Building Elements |  | STAGE_3_ENHANCED_INHERITANCE | 90.0% | ENHANCED_CONTEXT_INHERITANCE | True | False | INHERITED_WITH_MODIFICATION | {}
187 | ii | 100 mm |  |  | sqm |  |  | 54 | 50 | 41 |  | 145 | 145 | #ERROR! | #ERROR! | Terrace duct covers |  | Chunk_26 | LINE_ITEM | sqm | STRUCTURE_CONCRETE | R.C.C. Precast slab |  |  | Other Building Elements |  | STAGE_3_ENHANCED_INHERITANCE | 90.0% | ENHANCED_CONTEXT_INHERITANCE | True | False | INHERITED_WITH_MODIFICATION | {}
188 | iii | 150 mm |  |  | sqm | [6 empty] | 0 | RO |  | 0 |  |  | Chunk_26 | LINE_ITEM | sqm | STRUCTURE_CONCRETE | R.C.C. Precast slab |  |  | Other Building Elements |  | STAGE_3_ENHANCED_INHERITANCE | 90.0% | ENHANCED_CONTEXT_INHERITANCE | True | False | INHERITED_WITH_MODIFICATION | {}
189 | iv | 200 mm |  |  | sqm | [6 empty] | 0 | RO |  | 0 |  |  | Chunk_26 | LINE_ITEM | sqm | STRUCTURE_CONCRETE | R.C.C. Precast slab |  |  | Other Building Elements |  | STAGE_3_ENHANCED_INHERITANCE | 90.0% | ENHANCED_CONTEXT_INHERITANCE | True | False | INHERITED_WITH_MODIFICATION | {}
190 | C 30 | Providing and fixing R.C.C. Precast slab for following thickness using M 20 including lead, lift and setting in CM 1 : 3 as per the detailed drawing / as directed by EIC. (Rein. steel, edge angles& relevant item of work will be measured & paid separately will be measured and paid for separately). (Duct covers @ terrace level) | [12 empty] | 0 |  |  | Chunk_26 | LINE_ITEM |  | STRUCTURE_CONCRETE | R.C.C. Precast slab | M20 |  | Load-bearing Structural Frame |  | STAGE_3_ENHANCED_INHERITANCE | 90.0% | ENHANCED_CONTEXT_INHERITANCE | True | False | INHERITED_WITH_MODIFICATION | {}
191 | d | RCC M 20 grade for drain wall & bottom slab. Refer Preamble - SL.NO: C |  |  | cum | 31 | [5 empty] | 0 | 31 | #ERROR! | #ERROR! |  |  | Chunk_87 | LINE_ITEM | cum | STRUCTURE_CONCRETE | RCC | M20 |  | Load-bearing Structural Frame |  | STAGE_3_ENHANCED_INHERITANCE | 90.0% | ENHANCED_CONTEXT_INHERITANCE | False | False | OVERRIDE_NEW_ACTIVITY | {}
192 | C | REINFORCED CONCRETE WORKS. | [15 empty] | Chunk_17 | LINE_ITEM |  | STRUCTURE_CONCRETE | Reinforced Concrete |  |  | Other Building Elements |  | STAGE_3_ENHANCED_INHERITANCE | 90.0% | ENHANCED_CONTEXT_INHERITANCE | True | False | INHERITED_WITH_MODIFICATION | {}
193 | a | Location : Utility Room, Service Provider, Pump Room - STP & UG, LMR room screed concrete flooring & at locations wherever directed by EIC. | [12 empty] | 0 |  |  | Chunk_65 | LINE_ITEM |  | STRUCTURE_CONCRETE | Screed Concrete |  |  | Other Building Elements |  | STAGE_3_ENHANCED_INHERITANCE | 90.0% | ENHANCED_CONTEXT_INHERITANCE | True | False | INHERITED_WITH_MODIFICATION | {}
194 | a | Location : Lift pit |  |  | Cum | 6 | 1 |  |  |  |  | 0 | 7 | #ERROR! | 0 | Screed concrete 100mm assumed Project head to confirm |  | Chunk_159 | LINE_ITEM | Cum | STRUCTURE_CONCRETE | Screed Concrete |  |  | Other Building Elements |  | STAGE_3_ENHANCED_INHERITANCE | 90.0% | ENHANCED_CONTEXT_INHERITANCE | True | False | INHERITED_NO_CHANGE | {}
195 | b | Location : UG Sump tank & Storm water & Roof water Collection sump - Floor |  |  | Cum | 66 | 0 |  |  |  |  | 0 | 66 | #ERROR! | 0 | Screed concrete 100mm assumed Project head to confirm |  | Chunk_159 | LINE_ITEM | Cum | STRUCTURE_CONCRETE | Screed Concrete |  |  | Other Building Elements |  | STAGE_3_ENHANCED_INHERITANCE | 90.0% | ENHANCED_CONTEXT_INHERITANCE | True | False | INHERITED_NO_CHANGE | {}
196 | c | Location : STP |  |  | Cum | 35 | 0 |  |  |  |  | 0 | 35 | #ERROR! | 0 | Screed concrete 100mm assumed Project head to confirm |  | Chunk_159 | LINE_ITEM | Cum | STRUCTURE_CONCRETE | Screed Concrete |  |  | Other Building Elements |  | STAGE_3_ENHANCED_INHERITANCE | 90.0% | ENHANCED_CONTEXT_INHERITANCE | True | False | INHERITED_NO_CHANGE | {}
197 | d | Location : Planter Box |  |  | Cum | 7 | 0 |  |  |  |  | 0 | 7 | #ERROR! | 0 | Planters assumed near entrance lobby since the details are not available 02 no's of 1500x600mm - 1.5m depth 01 no's of 2000x1200mm - 1.5m depth |  | Chunk_159 | LINE_ITEM | Cum | STRUCTURE_CONCRETE | Screed Concrete |  |  | Other Building Elements |  | STAGE_3_ENHANCED_INHERITANCE | 90.0% | ENHANCED_CONTEXT_INHERITANCE | True | False | INHERITED_NO_CHANGE | {}
198 | a | Location - Toilets, |  |  | Sqm |  |  | 1271 | 1271 | 1611 | 146 | 4299 | 4299 | #ERROR! | #ERROR! |  |  | Chunk_162 | LINE_ITEM | Sqm | STRUCTURE_CONCRETE | Screed Concrete |  |  | Other Building Elements |  | STAGE_3_ENHANCED_INHERITANCE | 90.0% | ENHANCED_CONTEXT_INHERITANCE | True | False | INHERITED_NO_CHANGE | {}
199 | b | Location - Balcony |  |  | Sqm |  |  | 661 | 749 | 1461 | 0 | 2871 | 2871 | #ERROR! | #ERROR! |  |  | Chunk_162 | LINE_ITEM | Sqm | STRUCTURE_CONCRETE | Screed Concrete |  |  | Other Building Elements |  | STAGE_3_ENHANCED_INHERITANCE | 90.0% | ENHANCED_CONTEXT_INHERITANCE | True | False | INHERITED_NO_CHANGE | {}
200 | c | Location - Utility |  |  | Sqm |  |  | 424 | 464 | 552 | 0 | 1440 | 1440 | #ERROR! | #ERROR! |  |  | Chunk_162 | LINE_ITEM | Sqm | STRUCTURE_CONCRETE | Screed Concrete |  |  | Other Building Elements |  | STAGE_3_ENHANCED_INHERITANCE | 90.0% | ENHANCED_CONTEXT_INHERITANCE | True | False | INHERITED_NO_CHANGE | {}
201 | d | Location - Kitchen |  |  | Sqm | [6 empty] | 0 | RO | #ERROR! | 0 | Sunken slab not mentioned in kitchen |  | Chunk_162 | LINE_ITEM | Sqm | STRUCTURE_CONCRETE | Screed Concrete |  |  | Other Building Elements |  | STAGE_3_ENHANCED_INHERITANCE | 90.0% | ENHANCED_CONTEXT_INHERITANCE | True | False | INHERITED_NO_CHANGE | {}
202 | a | Location - Toilets, |  |  | Cum |  |  | 0 | 0 | 0 | 0 | 0 | RO | #ERROR! | 0 | We have considered RMC (item no - R 2.3) for the protection screed |  | Chunk_163 | LINE_ITEM | Cum | STRUCTURE_CONCRETE | Screed Concrete |  |  | Other Building Elements |  | STAGE_3_ENHANCED_INHERITANCE | 90.0% | ENHANCED_CONTEXT_INHERITANCE | True | False | INHERITED_NO_CHANGE | {}
203 | b | Location - Balcony |  |  | Cum |  |  | 0 | 0 | 0 | 0 | 0 | RO | #ERROR! | 0 | We have considered RMC (item no - R 2.3) for the protection screed |  | Chunk_163 | LINE_ITEM | Cum | STRUCTURE_CONCRETE | Screed Concrete |  |  | Other Building Elements |  | STAGE_3_ENHANCED_INHERITANCE | 90.0% | ENHANCED_CONTEXT_INHERITANCE | True | False | INHERITED_NO_CHANGE | {}
204 | c | Location - Utility |  |  | Cum |  |  | 0 | 0 | 0 | 0 | 0 | RO | #ERROR! | 0 | We have considered RMC (item no - R 2.3) for the protection screed |  | Chunk_163 | LINE_ITEM | Cum | STRUCTURE_CONCRETE | Screed Concrete |  |  | Other Building Elements |  | STAGE_3_ENHANCED_INHERITANCE | 90.0% | ENHANCED_CONTEXT_INHERITANCE | True | False | INHERITED_NO_CHANGE | {}
205 | d | Location - Kitchen |  |  | Cum |  |  | 0 | 0 | 0 | 0 | 0 | RO | #ERROR! | 0 | We have considered RMC (item no - R 2.3) for the protection screed |  | Chunk_163 | LINE_ITEM | Cum | STRUCTURE_CONCRETE | Screed Concrete |  |  | Other Building Elements |  | STAGE_3_ENHANCED_INHERITANCE | 90.0% | ENHANCED_CONTEXT_INHERITANCE | True | False | INHERITED_NO_CHANGE | {}
206 | a | Location - Toilets, |  |  | Cum |  |  | 128 | 128 | 162 | 15 | 433 | 433 | #ERROR! | #ERROR! | Sunk - 100mm |  | Chunk_164 | LINE_ITEM | Cum | STRUCTURE_CONCRETE | Screed Concrete |  |  | Other Building Elements |  | STAGE_3_ENHANCED_INHERITANCE | 90.0% | ENHANCED_CONTEXT_INHERITANCE | True | False | INHERITED_NO_CHANGE | {}
207 | b | Location - Balcony |  |  | Cum |  |  | 100 | 113 | 220 | 0 | 433 | 433 | #ERROR! | #ERROR! | Sunk - 150mm |  | Chunk_164 | LINE_ITEM | Cum | STRUCTURE_CONCRETE | Screed Concrete |  |  | Other Building Elements |  | STAGE_3_ENHANCED_INHERITANCE | 90.0% | ENHANCED_CONTEXT_INHERITANCE | True | False | INHERITED_NO_CHANGE | {}
208 | c | Location - Utility |  |  | Cum |  |  | 64 | 70 | 83 | 0 | 217 | 217 | #ERROR! | #ERROR! | Sunk - 150mm |  | Chunk_164 | LINE_ITEM | Cum | STRUCTURE_CONCRETE | Screed Concrete |  |  | Other Building Elements |  | STAGE_3_ENHANCED_INHERITANCE | 90.0% | ENHANCED_CONTEXT_INHERITANCE | True | False | INHERITED_NO_CHANGE | {}
209 | d | Location - Kitchen |  |  | Cum | [6 empty] | 0 | RO | #ERROR! | 0 | Sunken slab not mentioned in kitchen |  | Chunk_164 | LINE_ITEM | Cum | STRUCTURE_CONCRETE | Screed Concrete |  |  | Other Building Elements |  | STAGE_3_ENHANCED_INHERITANCE | 90.0% | ENHANCED_CONTEXT_INHERITANCE | True | False | INHERITED_NO_CHANGE | {}
210 |  | Location: Jacuzzi Inner Walls & floor |  |  | Sqm | [6 empty] | 0 | RO | #ERROR! | 0 |  |  | Chunk_171 | LINE_ITEM | Sqm | STRUCTURE_CONCRETE | Screed Concrete |  |  | Other Building Elements |  | STAGE_3_ENHANCED_INHERITANCE | 90.0% | ENHANCED_CONTEXT_INHERITANCE | True | False | INHERITED_WITH_MODIFICATION | {}
211 |  | Location: Water feature - Inner Walls & floor |  |  | Sqm | [6 empty] | 0 | RO | #ERROR! | 0 | Pool area, Pool service area and deck area considered |  | Chunk_171 | LINE_ITEM | Sqm | STRUCTURE_CONCRETE | Screed Concrete |  |  | Other Building Elements |  | STAGE_3_ENHANCED_INHERITANCE | 90.0% | ENHANCED_CONTEXT_INHERITANCE | True | False | INHERITED_WITH_MODIFICATION | {}
212 |  | Location: Jacuzzi Inner Walls & floor |  |  | Cum | [6 empty] | 0 | RO | #ERROR! | 0 |  |  | Chunk_172 | LINE_ITEM | Cum | STRUCTURE_CONCRETE | Screed Concrete |  |  | Other Building Elements |  | STAGE_3_ENHANCED_INHERITANCE | 90.0% | ENHANCED_CONTEXT_INHERITANCE | True | False | INHERITED_NO_CHANGE | {}
213 |  | Location: Water feature - Inner Walls & floor |  |  | Cum | [6 empty] | 0 | RO | #ERROR! | 0 | Pool area, Pool service area and deck area considered |  | Chunk_172 | LINE_ITEM | Cum | STRUCTURE_CONCRETE | Screed Concrete |  |  | Other Building Elements |  | STAGE_3_ENHANCED_INHERITANCE | 90.0% | ENHANCED_CONTEXT_INHERITANCE | True | False | INHERITED_NO_CHANGE | {}
214 |  | Location: Jacuzzi Inner Walls & floor |  |  | Sqm | [6 empty] | 0 | RO | #ERROR! | 0 |  |  | Chunk_172 | LINE_ITEM | Sqm | STRUCTURE_CONCRETE | Screed Concrete |  |  | Other Building Elements |  | STAGE_3_ENHANCED_INHERITANCE | 90.0% | ENHANCED_CONTEXT_INHERITANCE | True | False | INHERITED_WITH_MODIFICATION | {}
215 |  | Location: Water feature - Inner Walls & floor |  |  | Sqm | [6 empty] | 0 | RO | #ERROR! | 0 |  |  | Chunk_172 | LINE_ITEM | Sqm | STRUCTURE_CONCRETE | Screed Concrete |  |  | Other Building Elements |  | STAGE_3_ENHANCED_INHERITANCE | 90.0% | ENHANCED_CONTEXT_INHERITANCE | True | False | INHERITED_WITH_MODIFICATION | {}
216 |  | Location: Jacuzzi Inner Walls & floor |  |  | Cum | [6 empty] | 0 | RO | #ERROR! | 0 |  |  | Chunk_173 | LINE_ITEM | Cum | STRUCTURE_CONCRETE | Screed Concrete |  |  | Other Building Elements |  | STAGE_3_ENHANCED_INHERITANCE | 90.0% | ENHANCED_CONTEXT_INHERITANCE | True | False | INHERITED_NO_CHANGE | {}
217 |  | Location: Water feature - Inner Walls & floor |  |  | Cum | [6 empty] | 0 | RO | #ERROR! | 0 |  |  | Chunk_173 | LINE_ITEM | Cum | STRUCTURE_CONCRETE | Screed Concrete |  |  | Other Building Elements |  | STAGE_3_ENHANCED_INHERITANCE | 90.0% | ENHANCED_CONTEXT_INHERITANCE | True | False | INHERITED_NO_CHANGE | {}
218 | C 28 | ALTERNATE ITEM TO ABOVE LI C27 : Providing & laying well burnt crushed cinder or equivalent of required thickness for filling sunken portions on structural slab & other locations wherever specified, using higher compressive strength and highest fire resistance with thermal/acoustic insulation properties, anti-corrosion, anti-condensation etc., of mix proportion of 1:15 (1 Cement : 15 Cinder) in suggested proportion to get desired density, mixing, transportation, placing, compacting and laying to required level with necessary side supports, equipment's etc., complete as per directions of EIC. Cinder density : 900-950 Kg/Cum Location : At locations wherever directed by EIC |  |  | Cum | [6 empty] | 0 | RO | 695 | 0 | Considered - Screed concrete for sunken portion up to 150mm |  | Chunk_26_HEADER | HEADER |  | STRUCTURE_CONCRETE | Screed Concrete | 1:15 |  | Load-bearing Structural Frame | ACTIVITY PRIORITY CORRECTED: Applied STRUCTURE_CONCRETE schema; identified primary activity as laying a cement-cinder mix for filling/leveling, which is a type of screed concrete. | STAGE_2_AI_VERIFIED_WITH_ACTIVITY_PRIORITY | 95.0% | AI_HEADER_VERIFICATION_ACTIVITY_PRIORITY |  |  | HEADER_VERIFICATION | {}
219 | N 20 | Alternate item to above N 16 (N 16.1, 16.2 & 16.3) : Providing, Laying Site Mix Concrete of M 15 grade of average 50mm thick at all levels including floor hardener of FOSROC or equivalent with dosage as per manufacturer specification, using ordinary Portland cement of grade 53 from approved manufacturer, M- sand, 12 mm and down size coarse aggregates, including all lead and lift, compacting,, rate to include for including base preparation , side forms if required. The accuracy of finished screed surface level to be +/-3 mm and shall be ensured by using including curing etc. complete. The rate to Location : Staircase flooring at all levels |  |  | Sqm | 0 | 0 | 0 | 0 | 0 | 0 | 0 | RO | #ERROR! | 0 |  |  | Chunk_105 | LINE_ITEM | Sqm | STRUCTURE_CONCRETE | Screed Concrete | M15 |  | Other Building Elements |  | STAGE_3_ENHANCED_INHERITANCE | 90.0% | ENHANCED_CONTEXT_INHERITANCE | False | False | OVERRIDE_NEW_ACTIVITY | {}
220 | K9 | Providing & Laying M20 grade screed concrete - RMC for the required thickness and gradient as shown in drawing, admixed with waterproofing compound, dosage as per manufacture specification. The rate shall include all lead, lift and curing etc. complete as per specification and directions of Engineer-in-charge for the following locations. Basic price of RMC M20: Rs.3562/Cum | [15 empty] | Chunk_159_HEADER | HEADER |  | STRUCTURE_CONCRETE | Screed Concrete | M20 |  | Other Building Elements | ACTIVITY PRIORITY CONFIRMED: Providing & Laying screed concrete | STAGE_2_AI_VERIFIED_WITH_ACTIVITY_PRIORITY | 95.0% | AI_HEADER_VERIFICATION_ACTIVITY_PRIORITY |  |  | HEADER_VERIFICATION | {}
221 | R 1.3 | Providing & Laying M20 grade screed concrete - RMC for the required thickness and gradient as shown in drawing, admixed with waterproofing compound, dosage as per manufacture specification. The rate shall include all lead, lift and curing etc. complete as per specification and directions of Engineer-in-charge. |  |  | Cum | 911 | 78 | 0 |  |  |  | 0 | 989 | #ERROR! | #ERROR! | 1 25mm screed considered, Project head to confirm 125mm thick - 7288 Sqm |  | Chunk_161_HEADER | HEADER |  | STRUCTURE_CONCRETE | Screed Concrete | M20 |  | Other Building Elements | ACTIVITY PRIORITY CONFIRMED: Providing & Laying | STAGE_2_AI_VERIFIED_WITH_ACTIVITY_PRIORITY | 95.0% | AI_HEADER_VERIFICATION_ACTIVITY_PRIORITY |  |  | HEADER_VERIFICATION | {}
222 | R 1.4 | Providing and laying M20 grade screed concrete - SMC for the required thickness and gradient as shown in drawing, using 20mm down size aggregates admixed with waterproofing compound, dosage as per manufacture specification. The rate shall include all lead , lift and curing etc. complete as per specification and directions of Engineer-in-charge. |  |  | Cum | 0 | 0 | 0 |  |  |  | 0 | RO | #ERROR! | 0 | Considered in RMC |  | Chunk_162_HEADER | HEADER |  | STRUCTURE_CONCRETE | Screed Concrete | M20 |  | Other Building Elements | ACTIVITY PRIORITY CONFIRMED: Providing and laying | STAGE_2_AI_VERIFIED_WITH_ACTIVITY_PRIORITY | 95.0% | AI_HEADER_VERIFICATION_ACTIVITY_PRIORITY |  |  | HEADER_VERIFICATION | {}
223 | R 2.1 | Providing and laying M20 grade screed concrete - SMC for the required thickness and gradient as shown in drawing, using 20mm down size aggregates admixed with waterproofing compound, dosage as per manufacture specification. The rate shall include all lead , lift and curing etc. complete as per specification and directions of Engineer-in-charge. | [13 empty] | We have considered RMC (item no - R 2.3) for the protection screed |  | Chunk_163_HEADER | HEADER |  | STRUCTURE_CONCRETE | Screed Concrete | M20 |  | Other Building Elements | ACTIVITY PRIORITY CONFIRMED: Providing and laying | STAGE_2_AI_VERIFIED_WITH_ACTIVITY_PRIORITY | 95.0% | AI_HEADER_VERIFICATION_ACTIVITY_PRIORITY |  |  | HEADER_VERIFICATION | {}
224 | R 2.3 | Providing & Laying M20 grade screed concrete - RMC for the required thickness and gradient as shown in drawing, admixed with waterproofing compound, dosage as per manufacture specification. The rate shall include all lead, lift and curing etc. complete as per specification and directions of Engineer-in-charge. | [15 empty] | Chunk_164_HEADER | HEADER |  | STRUCTURE_CONCRETE | Screed Concrete | M20 |  | Other Building Elements | ACTIVITY PRIORITY CONFIRMED: Providing & Laying | STAGE_2_AI_VERIFIED_WITH_ACTIVITY_PRIORITY | 95.0% | AI_HEADER_VERIFICATION_ACTIVITY_PRIORITY |  |  | HEADER_VERIFICATION | {}
225 | R 3.2 | Providing & Laying M20 grade screed concrete - RMC for the required thickness and gradient as shown in drawing, admixed with waterproofing compound, dosage as per manufacture specification. The rate shall include all lead, lift and curing etc. complete as per specification and directions of Engineer-in-charge. |  |  | Cum | 0 | 0 | 98 | 123 | 90 | 32 | 343 | 343 | 6461 | 2216123 | Thickness to be confirmed. Considered 100mm thickness for screed concrete |  | Chunk_165_HEADER | HEADER |  | STRUCTURE_CONCRETE | Screed Concrete | M20 |  | Other Building Elements | ACTIVITY PRIORITY CONFIRMED: Laying | STAGE_2_AI_VERIFIED_WITH_ACTIVITY_PRIORITY | 95.0% | AI_HEADER_VERIFICATION_ACTIVITY_PRIORITY |  |  | HEADER_VERIFICATION | {}
226 | R 3.4 | Providing and laying M20 grade screed concrete - SMC for the required thickness and gradient as shown in drawing, using 20mm down size aggregates admixed with waterproofing compound, dosage as per manufacture specification. The rate shall include all lead , lift and curing etc. complete as per specification and directions of Engineer-in-charge. |  |  | Cum | 0 | 0 | 0 | 0 | 0 | 0 | 0 | RO | 6461 | 0 | RMC screed considered |  | Chunk_166_HEADER | HEADER |  | STRUCTURE_CONCRETE | Screed Concrete | M20 |  | Other Building Elements | ACTIVITY PRIORITY CONFIRMED: Laying | STAGE_2_AI_VERIFIED_WITH_ACTIVITY_PRIORITY | 95.0% | AI_HEADER_VERIFICATION_ACTIVITY_PRIORITY |  |  | HEADER_VERIFICATION | {}
227 | R 3.2 | Providing & Laying M20 grade screed concrete - RMC for the required thickness and gradient as shown in drawing, admixed with waterproofing compound, dosage as per manufacture specification. The rate shall include all lead, lift and curing etc. complete as per specification and directions of Engineer-in-charge. |  |  | Cum | 0 | 0 | 0 | 0 | 16 | 0 | 16 | 16 | 6461 | 103376 |  |  | Chunk_168_HEADER | HEADER |  | STRUCTURE_CONCRETE | Screed Concrete | M20 |  | Other Building Elements | ACTIVITY PRIORITY CONFIRMED: Laying | STAGE_2_AI_VERIFIED_WITH_ACTIVITY_PRIORITY | 95.0% | AI_HEADER_VERIFICATION_ACTIVITY_PRIORITY |  |  | HEADER_VERIFICATION | {}
228 | R 3.4 | Providing and laying M20 grade screed concrete - SMC for the required thickness and gradient as shown in drawing, using 20mm down size aggregates admixed with waterproofing compound, dosage as per manufacture specification. The rate shall include all lead , lift and curing etc. complete as per specification and directions of Engineer-in-charge. |  |  | Cum | 0 | 0 | 0 | 0 | 0 | 0 | 0 | RO | 6461 | 0 |  |  | Chunk_169_HEADER | HEADER |  | STRUCTURE_CONCRETE | Screed Concrete | M20 |  | Other Building Elements | ACTIVITY PRIORITY CONFIRMED: Laying | STAGE_2_AI_VERIFIED_WITH_ACTIVITY_PRIORITY | 95.0% | AI_HEADER_VERIFICATION_ACTIVITY_PRIORITY |  |  | HEADER_VERIFICATION | {}
229 | R 4.2 | Providing & Laying M20 grade screed concrete - RMC for the required thickness and gradient as shown in drawing, admixed with waterproofing compound, dosage as per manufacture specification. The rate shall include all lead, lift and curing etc. complete as per specification and directions of Engineer-in-charge. |  |  | Cum | 0 | 1 | 1 | 1 | 11 |  | 13 | 14 | 6461 | 90454 | For Ventilation shaft RCC slab covering Thickness to be confirmed considered 75mm thickness for screed concrete |  | Chunk_170_HEADER | HEADER |  | STRUCTURE_CONCRETE | Screed Concrete | M20 |  | Other Building Elements | ACTIVITY PRIORITY CONFIRMED: Laying | STAGE_2_AI_VERIFIED_WITH_ACTIVITY_PRIORITY | 95.0% | AI_HEADER_VERIFICATION_ACTIVITY_PRIORITY |  |  | HEADER_VERIFICATION | {}
230 | R 4.4 | Providing and laying M20 grade screed concrete - SMC for the required thickness and gradient as shown in drawing, using 20mm down size aggregates admixed with waterproofing compound, dosage as per manufacture specification. The rate shall include all lead , lift and curing etc. complete as per specification and directions of Engineer-in-charge. |  |  | Cum | [6 empty] | 0 | RO | 6461 | 0 | RMC screed considered |  | Chunk_171_HEADER | HEADER |  | STRUCTURE_CONCRETE | Screed Concrete | M20 |  | Other Building Elements | ACTIVITY PRIORITY CONFIRMED: laying | STAGE_2_AI_VERIFIED_WITH_ACTIVITY_PRIORITY | 95.0% | AI_HEADER_VERIFICATION_ACTIVITY_PRIORITY |  |  | HEADER_VERIFICATION | {}
231 | R 5.2 | Providing & Laying M20 grade screed concrete - RMC for the required thickness and gradient as shown in drawing, admixed with waterproofing compound, dosage as per manufacture specification. The rate shall include all lead, lift and curing etc. complete as per specification and directions of Engineer-in-charge. |  |  | Cum | [5 empty] | 41 | 41 | 41 | 6461 | 264901 |  |  | Chunk_172_HEADER | HEADER |  | STRUCTURE_CONCRETE | Screed Concrete | M20 |  | Other Building Elements | ACTIVITY PRIORITY CONFIRMED: Laying | STAGE_2_AI_VERIFIED_WITH_ACTIVITY_PRIORITY | 95.0% | AI_HEADER_VERIFICATION_ACTIVITY_PRIORITY |  |  | HEADER_VERIFICATION | {}
232 | R 5.4 | Providing and laying M20 grade screed concrete - SMC for the required thickness and gradient as shown in drawing, using 20mm down size aggregates admixed with waterproofing compound, dosage as per manufacture specification. The rate shall include all lead , lift and curing etc. complete as per specification and directions of Engineer-in-charge. |  |  | Cum | [6 empty] | 0 | RO | #ERROR! | 0 |  |  | Chunk_173_HEADER | HEADER |  | STRUCTURE_CONCRETE | Screed Concrete | M20 |  | Other Building Elements | ACTIVITY PRIORITY CONFIRMED: laying | STAGE_2_AI_VERIFIED_WITH_ACTIVITY_PRIORITY | 95.0% | AI_HEADER_VERIFICATION_ACTIVITY_PRIORITY |  |  | HEADER_VERIFICATION | {}
233 | R 6.2 | Providing & Laying M20 grade screed concrete - RMC for the required thickness and gradient as shown in drawing, admixed with waterproofing compound, dosage as per manufacture specification. The rate shall include all lead, lift and curing etc. complete as per specification and directions of Engineer-in-charge for the following locations. Location : OHT |  |  | Cum |  |  | 4 | 4 | 4 |  | 12 | 12 | 6461 | 77532 | RMC screed considered |  | Chunk_175_HEADER | HEADER |  | STRUCTURE_CONCRETE | Screed Concrete | M20 |  | Other Building Elements | ACTIVITY PRIORITY CONFIRMED: Laying | STAGE_2_AI_VERIFIED_WITH_ACTIVITY_PRIORITY | 95.0% | AI_HEADER_VERIFICATION_ACTIVITY_PRIORITY |  |  | HEADER_VERIFICATION | {}
234 | R 6.3 | Providing and laying M20 grade screed concrete - SMC for the required thickness and gradient as shown in drawing, using 20mm down size aggregates admixed with waterproofing compound, dosage as per manufacture specification. The rate shall include all lead , lift and curing etc. complete as per specification and directions of Engineer-in-charge for the following locations. Location : OHT |  |  | Cum | [6 empty] | 0 | RO | #ERROR! | 0 |  |  | Chunk_176_HEADER | HEADER |  | STRUCTURE_CONCRETE | Screed Concrete | M20 |  | Other Building Elements | ACTIVITY PRIORITY CONFIRMED: laying | STAGE_2_AI_VERIFIED_WITH_ACTIVITY_PRIORITY | 95.0% | AI_HEADER_VERIFICATION_ACTIVITY_PRIORITY |  |  | HEADER_VERIFICATION | {}
235 |  | SITE MIX CONCRETE | [15 empty] | Chunk_30 | LINE_ITEM |  | STRUCTURE_CONCRETE | Site Mix Concrete |  |  | Other Building Elements |  | STAGE_3_ENHANCED_INHERITANCE | 90.0% | ENHANCED_CONTEXT_INHERITANCE | True | False | INHERITED_WITH_MODIFICATION | {}
236 |  | a. A thick coat of slurry if the joint is less than 3 days old. | [15 empty] | Chunk_17 | LINE_ITEM |  | STRUCTURE_CONCRETE | Slurry |  |  | Other Building Elements |  | STAGE_3_ENHANCED_INHERITANCE | 90.0% | ENHANCED_CONTEXT_INHERITANCE | True | False | INHERITED_WITH_MODIFICATION | {}
237 |  | b. A thick coat of slurry with latex based admixture like Nito bond or equivalent , if the joint is less than 7 days old. | [15 empty] | Chunk_17 | LINE_ITEM |  | STRUCTURE_CONCRETE | Slurry with latex based admixture |  |  | Other Building Elements |  | STAGE_3_ENHANCED_INHERITANCE | 90.0% | ENHANCED_CONTEXT_INHERITANCE | True | False | INHERITED_WITH_MODIFICATION | {}
238 | C 23.1 | Concrete Walls / RCC Wall / Shear Wall / columns (of all shapes & profiles as shown in drg) @ all levels. | [12 empty] | 0 |  |  | Chunk_23 | LINE_ITEM |  | STRUCTURE_CONCRETE | Smart dynamic Concrete |  |  | Load-bearing Structural Frame |  | STAGE_3_ENHANCED_INHERITANCE | 90.0% | ENHANCED_CONTEXT_INHERITANCE | True | False | INHERITED_NO_CHANGE | {}
239 | C 23.2 | Beams of all shapes, width and depths as shown in drg (Up stand, down stand & cantilever beam as indicated) | [12 empty] | 0 | Considered regular beams, cantiliver beams, window upstands, window down stand, balcony down stand & baclcony upstand beams |  | Chunk_23 | LINE_ITEM |  | STRUCTURE_CONCRETE | Smart dynamic Concrete |  |  | Load-bearing Structural Frame |  | STAGE_3_ENHANCED_INHERITANCE | 90.0% | ENHANCED_CONTEXT_INHERITANCE | True | False | INHERITED_NO_CHANGE | {}
240 | C 23.4 | Slabs for electrical & communication, Plumbing shafts & FHC shaft slabs at all levels. | M30 |  | Cum |  |  | 3 | 2 | 4 |  | 9 | 9 | #ERROR! | #ERROR! | Considered for shafts and ducts slab at every floor |  | Chunk_24 | LINE_ITEM | Cum | STRUCTURE_CONCRETE | Smart dynamic Concrete |  |  | Load-bearing Structural Frame |  | STAGE_3_ENHANCED_INHERITANCE | 90.0% | ENHANCED_CONTEXT_INHERITANCE | True | False | INHERITED_NO_CHANGE | {}
241 | C 23.5 | RC Staircase with waist slab incl.mid landings & beams @ all lvl as per drg. | [12 empty] | 0 |  |  | Chunk_24 | LINE_ITEM |  | STRUCTURE_CONCRETE | Smart dynamic Concrete |  |  | Load-bearing Structural Frame |  | STAGE_3_ENHANCED_INHERITANCE | 90.0% | ENHANCED_CONTEXT_INHERITANCE | True | False | INHERITED_NO_CHANGE | {}
242 | C 23.6 | Lintels, sill beams at all levels as shown in drg & at locations wherever directed by EIC. | M30 |  | Cum |  |  | 25 | 0 | 0 |  | 25 | 25 | #ERROR! | #ERROR! | Notional qty Down stand beam considered for all openings |  | Chunk_24 | LINE_ITEM | Cum | STRUCTURE_CONCRETE | Smart dynamic Concrete |  |  | Load-bearing Structural Frame |  | STAGE_3_ENHANCED_INHERITANCE | 90.0% | ENHANCED_CONTEXT_INHERITANCE | True | False | INHERITED_NO_CHANGE | {}
243 | C 23.8 | NON STRUCTURAL WALLS / Elevational fin walls (of all shapes & profiles as shown in drg). (@ all levels) | M30 |  | Cum |  |  | 10 | 0 | 0 |  | 10 | 10 | #ERROR! | #ERROR! | As per BEL instruction, Non structural wall of Kitchen & utility area considered in RC walls Front elevation features wall are considered in this line item |  | Chunk_24 | LINE_ITEM | Cum | STRUCTURE_CONCRETE | Smart dynamic Concrete |  |  | Load-bearing Structural Frame |  | STAGE_3_ENHANCED_INHERITANCE | 90.0% | ENHANCED_CONTEXT_INHERITANCE | True | False | INHERITED_NO_CHANGE | {}
244 | C 26 | RCC elevation features @ terrace level - For Towers |  |  | Cum |  |  | 267 | 251 | 212 |  | 730 | 730 | #ERROR! | #ERROR! | Structural drawing and above terrace drawing not available. Quantities taken as per architectural drawings and sections |  | Chunk_24 | LINE_ITEM | Cum | STRUCTURE_CONCRETE | Smart dynamic Concrete |  |  | Load-bearing Structural Frame |  | STAGE_3_ENHANCED_INHERITANCE | 90.0% | ENHANCED_CONTEXT_INHERITANCE | True | False | INHERITED_NO_CHANGE | {}
245 |  | Ground floor lvl | M30 |  | Cum | [6 empty] | 0 | RO | #ERROR! | 0 |  |  | Chunk_23 | LINE_ITEM | Cum | STRUCTURE_CONCRETE | Smart dynamic Concrete |  |  | Other Building Elements |  | STAGE_3_ENHANCED_INHERITANCE | 90.0% | ENHANCED_CONTEXT_INHERITANCE | True | False | INHERITED_NO_CHANGE | {}
246 |  | 1st to 5th Floor lvl | M30 |  | Cum |  |  | 406 | 529 | 458 |  | 1393 | 1393 | #ERROR! | #ERROR! |  |  | Chunk_23 | LINE_ITEM | Cum | STRUCTURE_CONCRETE | Smart dynamic Concrete |  |  | Other Building Elements |  | STAGE_3_ENHANCED_INHERITANCE | 90.0% | ENHANCED_CONTEXT_INHERITANCE | True | False | INHERITED_NO_CHANGE | {}
247 |  | 6th to 10th Floor lvl | M30 |  | Cum |  |  | 416 | 542 | 482 |  | 1440 | 1440 | #ERROR! | #ERROR! |  |  | Chunk_24 | LINE_ITEM | Cum | STRUCTURE_CONCRETE | Smart dynamic Concrete |  |  | Other Building Elements |  | STAGE_3_ENHANCED_INHERITANCE | 90.0% | ENHANCED_CONTEXT_INHERITANCE | True | False | INHERITED_NO_CHANGE | {}
248 |  | 11th to 16th Floor lvl | M30 |  | Cum |  |  | 416 | 542 | 482 |  | 1440 | 1440 | #ERROR! | #ERROR! |  |  | Chunk_24 | LINE_ITEM | Cum | STRUCTURE_CONCRETE | Smart dynamic Concrete |  |  | Other Building Elements |  | STAGE_3_ENHANCED_INHERITANCE | 90.0% | ENHANCED_CONTEXT_INHERITANCE | True | False | INHERITED_NO_CHANGE | {}
249 |  | 16th to 20th Floor lvl | M30 |  | Cum |  |  | 440 | 571 | 467 |  | 1478 | 1478 | #ERROR! | #ERROR! | Tower A & B - 16th to 19th, Terrace & Above Terrace Considered LMR & SHR under RCC works |  | Chunk_24 | LINE_ITEM | Cum | STRUCTURE_CONCRETE | Smart dynamic Concrete |  |  | Other Building Elements |  | STAGE_3_ENHANCED_INHERITANCE | 90.0% | ENHANCED_CONTEXT_INHERITANCE | True | False | INHERITED_NO_CHANGE | {}
250 |  | 21st to Terrace Floor lvl | M30 |  | Cum |  |  |  |  | 290 |  | 290 | 290 | #ERROR! | #ERROR! | Tower C - 21st, 22nd, Terrace & Above Terrace Considered LMR & SHR under RCC works |  | Chunk_24 | LINE_ITEM | Cum | STRUCTURE_CONCRETE | Smart dynamic Concrete |  |  | Other Building Elements |  | STAGE_3_ENHANCED_INHERITANCE | 90.0% | ENHANCED_CONTEXT_INHERITANCE | True | False | INHERITED_NO_CHANGE | {}
251 |  | Ground floor lvl to 1st floor lvl | M30 |  | Cum |  |  | 6 | 6 | 6 |  | 18 | 18 | #ERROR! | #ERROR! |  |  | Chunk_24 | LINE_ITEM | Cum | STRUCTURE_CONCRETE | Smart dynamic Concrete |  |  | Other Building Elements |  | STAGE_3_ENHANCED_INHERITANCE | 90.0% | ENHANCED_CONTEXT_INHERITANCE | True | False | INHERITED_NO_CHANGE | {}
252 |  | 1st to 5th floor lvl | M30 |  | Cum |  |  | 30 | 30 | 30 |  | 90 | 90 | #ERROR! | #ERROR! |  |  | Chunk_24 | LINE_ITEM | Cum | STRUCTURE_CONCRETE | Smart dynamic Concrete |  |  | Other Building Elements |  | STAGE_3_ENHANCED_INHERITANCE | 90.0% | ENHANCED_CONTEXT_INHERITANCE | True | False | INHERITED_NO_CHANGE | {}
253 |  | 6th to 10th floor lvl | M30 |  | Cum |  |  | 30 | 30 | 30 |  | 90 | 90 | #ERROR! | #ERROR! |  |  | Chunk_24 | LINE_ITEM | Cum | STRUCTURE_CONCRETE | Smart dynamic Concrete |  |  | Other Building Elements |  | STAGE_3_ENHANCED_INHERITANCE | 90.0% | ENHANCED_CONTEXT_INHERITANCE | True | False | INHERITED_NO_CHANGE | {}
254 |  | 11th to 15th floor lvl | M30 |  | Cum |  |  | 30 | 30 | 30 |  | 90 | 90 | #ERROR! | #ERROR! |  |  | Chunk_24 | LINE_ITEM | Cum | STRUCTURE_CONCRETE | Smart dynamic Concrete |  |  | Other Building Elements |  | STAGE_3_ENHANCED_INHERITANCE | 90.0% | ENHANCED_CONTEXT_INHERITANCE | True | False | INHERITED_NO_CHANGE | {}
255 |  | 16th to 20th floor lvl | M30 |  | Cum |  |  | 24 | 24 | 30 |  | 78 | 78 | #ERROR! | #ERROR! |  |  | Chunk_24 | LINE_ITEM | Cum | STRUCTURE_CONCRETE | Smart dynamic Concrete |  |  | Other Building Elements |  | STAGE_3_ENHANCED_INHERITANCE | 90.0% | ENHANCED_CONTEXT_INHERITANCE | True | False | INHERITED_NO_CHANGE | {}
256 |  | 21st to Terrace floor lvl | M30 |  | Cum |  |  | 0 | 0 | 18 |  | 18 | 18 | #ERROR! | #ERROR! |  |  | Chunk_24 | LINE_ITEM | Cum | STRUCTURE_CONCRETE | Smart dynamic Concrete |  |  | Other Building Elements |  | STAGE_3_ENHANCED_INHERITANCE | 90.0% | ENHANCED_CONTEXT_INHERITANCE | True | False | INHERITED_NO_CHANGE | {}
257 | C 23.7 | Chejjas / Window projections / balcony Door Projection at all levels as indicated in the dwg & at locations wherever directed by EIC. | M30 |  | Cum |  |  | 9 | 13 | 7 |  | 29 | 29 | #ERROR! | #ERROR! |  |  | Chunk_24 | LINE_ITEM | Cum | STRUCTURE_CONCRETE | Smart dynamic Concrete |  |  | Other Building Elements |  | STAGE_3_ENHANCED_INHERITANCE | 90.0% | ENHANCED_CONTEXT_INHERITANCE | True | False | INHERITED_NO_CHANGE | {}
258 | C 24 | Nibs / Pardi walls / Upstand / Planter walls / toe wall at all levels as shown in drg. | M30 |  | Cum |  |  | 72 | 75 | 83 |  | 230 | 230 | #ERROR! | #ERROR! | Considered alround RC nibs/bands |  | Chunk_24 | LINE_ITEM | Cum | STRUCTURE_CONCRETE | Smart dynamic Concrete |  |  | Other Building Elements |  | STAGE_3_ENHANCED_INHERITANCE | 90.0% | ENHANCED_CONTEXT_INHERITANCE | True | False | INHERITED_NO_CHANGE | {}
259 | C 25 | RC Parapet wall as shown in drg. | [12 empty] | 0 |  |  | Chunk_24 | LINE_ITEM |  | STRUCTURE_CONCRETE | Smart dynamic Concrete |  |  | Other Building Elements |  | STAGE_3_ENHANCED_INHERITANCE | 90.0% | ENHANCED_CONTEXT_INHERITANCE | True | False | INHERITED_NO_CHANGE | {}
260 | a | Parapet @ Terrace lvl & above terrace | M30 |  | Cum |  |  | 63 | 62 | 56 |  | 181 | 181 | #ERROR! | #ERROR! | Parapet Wall at Terrace level (160mmthick as per architecture drawing) Tower A - 1200mm height - 327 Rmt lenght Tower B - 1200mm height - 321 Rmt lenght Tower C - 1200mm height - 292 Rmt lenght |  | Chunk_24 | LINE_ITEM | Cum | STRUCTURE_CONCRETE | Smart dynamic Concrete |  |  | Other Building Elements |  | STAGE_3_ENHANCED_INHERITANCE | 90.0% | ENHANCED_CONTEXT_INHERITANCE | True | False | INHERITED_NO_CHANGE | {}
261 | b | Parapet @ Ground floor | M30 |  | Cum | [6 empty] | 0 | RO | #ERROR! | 0 |  |  | Chunk_24 | LINE_ITEM | Cum | STRUCTURE_CONCRETE | Smart dynamic Concrete |  |  | Other Building Elements |  | STAGE_3_ENHANCED_INHERITANCE | 90.0% | ENHANCED_CONTEXT_INHERITANCE | True | False | INHERITED_NO_CHANGE | {}
262 | C 23.3 | Slabs of different thickness including sunken slabs, cantilever balconies, ledges, sloped roof, Slab projections and for canopies at different level, etc., @ all floors - M30 | [12 empty] | 0 |  |  | Chunk_23 | LINE_ITEM |  | STRUCTURE_CONCRETE | Smart dynamic Concrete | M30 |  | Load-bearing Structural Frame |  | STAGE_3_ENHANCED_INHERITANCE | 90.0% | ENHANCED_CONTEXT_INHERITANCE | True | False | INHERITED_WITH_MODIFICATION | {}
263 | C 23 | Providing and laying in position Smart Dynamic Concrete of High flow concrete of approved grade, non segregate, free flow cementitious material, using ordinary Portland cement of grade 53 from approved manufacturer & GGBS / Puzzolona flash of approved brand, 20mm and down size coarse aggregates, necessary admixtures ( Glenium Sky 8650 or equivalent) with flow dia of upto 600 mm as approved by consultants, including all leads and lifts, pumping using line pump or boom placer, scaffolding wherever necessary, curing as directed, excluding cost of shuttering and centering etc., complete as per the specification of manufacturer & approved by Consultants Basic price of RMC SDC M30 - Rs.4040/cum M35 - Rs.4120/cum M40 - Rs.4315/cum M45 - Rs.4620/cum M50 - Rs.5000/cum | [12 empty] | 0 |  |  | Chunk_23_HEADER | HEADER |  | STRUCTURE_CONCRETE | Smart dynamic Concrete | M30 |  | Other Building Elements | ACTIVITY PRIORITY CONFIRMED: Laying | STAGE_2_AI_VERIFIED_WITH_ACTIVITY_PRIORITY | 95.0% | AI_HEADER_VERIFICATION_ACTIVITY_PRIORITY |  |  | HEADER_VERIFICATION | {}
264 |  | 2nd to 5th floor lvl - M30 | M50 |  | Cum |  |  | 934 | 1126 | 978 |  | 3038 | 3038 | #ERROR! | #ERROR! | Core walls of size 160mm, 200mm & 250mm Second & typical - Wall area - 250.39 Sqm - 3.0m height |  | Chunk_23 | LINE_ITEM | Cum | STRUCTURE_CONCRETE | Smart dynamic Concrete | M30 |  | Other Building Elements |  | STAGE_3_ENHANCED_INHERITANCE | 90.0% | ENHANCED_CONTEXT_INHERITANCE | True | False | INHERITED_WITH_MODIFICATION | {}
265 |  | 6th to 10th Floor lvl - M30 | M30 |  | Cum |  |  | 1167 | 1407 | 1223 |  | 3797 | 3797 | #ERROR! | #ERROR! | Core walls of size 160mm, 200mm & 250mm Typical floors - Wall area - 250.39 Sqm - 3.0m height |  | Chunk_23 | LINE_ITEM | Cum | STRUCTURE_CONCRETE | Smart dynamic Concrete | M30 |  | Other Building Elements |  | STAGE_3_ENHANCED_INHERITANCE | 90.0% | ENHANCED_CONTEXT_INHERITANCE | True | False | INHERITED_WITH_MODIFICATION | {}
266 |  | 11th to 15th Floor lvl - M30 | M30 |  | Cum |  |  | 1167 | 1407 | 1223 |  | 3797 | 3797 | #ERROR! | #ERROR! | Core walls of size 160mm, 200mm & 250mm Typical floors - Wall area - 250.39 Sqm - 3.0m height |  | Chunk_23 | LINE_ITEM | Cum | STRUCTURE_CONCRETE | Smart dynamic Concrete | M30 |  | Other Building Elements |  | STAGE_3_ENHANCED_INHERITANCE | 90.0% | ENHANCED_CONTEXT_INHERITANCE | True | False | INHERITED_WITH_MODIFICATION | {}
267 |  | 16th to 20th Floor lvl - M30 | M30 |  | Cum |  |  | 984 | 1179 | 1196 |  | 3359 | 3359 | #ERROR! | #ERROR! | Core walls of size 160mm, 200mm & 250mm Typical floors - Wall area - 250.39 Sqm - 3.0m height Tower A & B - Above Terrace Considered LMR & SHR under RCC works |  | Chunk_23 | LINE_ITEM | Cum | STRUCTURE_CONCRETE | Smart dynamic Concrete | M30 |  | Other Building Elements |  | STAGE_3_ENHANCED_INHERITANCE | 90.0% | ENHANCED_CONTEXT_INHERITANCE | True | False | INHERITED_WITH_MODIFICATION | {}
268 |  | 21st to Terrace Floor lvl - M30 | M30 |  | Cum |  |  |  |  | 483 |  | 483 | 483 | #ERROR! | #ERROR! | Tower C - 21st, 22nd & Above Terrace Considered LMR & SHR under RCC works |  | Chunk_23 | LINE_ITEM | Cum | STRUCTURE_CONCRETE | Smart dynamic Concrete | M30 |  | Other Building Elements |  | STAGE_3_ENHANCED_INHERITANCE | 90.0% | ENHANCED_CONTEXT_INHERITANCE | True | False | INHERITED_WITH_MODIFICATION | {}
269 |  | 2nd to 5th floor lvl - M30 | M30 |  | Cum |  |  | 115 | 146 | 120 |  | 381 | 381 | #ERROR! | #ERROR! |  |  | Chunk_23 | LINE_ITEM | Cum | STRUCTURE_CONCRETE | Smart dynamic Concrete | M30 |  | Other Building Elements |  | STAGE_3_ENHANCED_INHERITANCE | 90.0% | ENHANCED_CONTEXT_INHERITANCE | True | False | INHERITED_WITH_MODIFICATION | {}
270 |  | 6th to 10th Floor lvl - M30 | M30 |  | Cum |  |  | 139 | 181 | 148 |  | 468 | 468 | #ERROR! | #ERROR! |  |  | Chunk_23 | LINE_ITEM | Cum | STRUCTURE_CONCRETE | Smart dynamic Concrete | M30 |  | Other Building Elements |  | STAGE_3_ENHANCED_INHERITANCE | 90.0% | ENHANCED_CONTEXT_INHERITANCE | True | False | INHERITED_WITH_MODIFICATION | {}
271 |  | 11th to 15th Floor lvl - M30 | M30 |  | Cum |  |  | 139 | 181 | 148 |  | 468 | 468 | #ERROR! | #ERROR! |  |  | Chunk_23 | LINE_ITEM | Cum | STRUCTURE_CONCRETE | Smart dynamic Concrete | M30 |  | Other Building Elements |  | STAGE_3_ENHANCED_INHERITANCE | 90.0% | ENHANCED_CONTEXT_INHERITANCE | True | False | INHERITED_WITH_MODIFICATION | {}
272 |  | 16th to 20th Floor lvl - M30 | M30 |  | Cum |  |  | 133 | 173 | 145 |  | 451 | 451 | #ERROR! | #ERROR! | Tower A & B - 16th to 19th, Terrace & Above Terrace Considered LMR & SHR under RCC works |  | Chunk_23 | LINE_ITEM | Cum | STRUCTURE_CONCRETE | Smart dynamic Concrete | M30 |  | Other Building Elements |  | STAGE_3_ENHANCED_INHERITANCE | 90.0% | ENHANCED_CONTEXT_INHERITANCE | True | False | INHERITED_WITH_MODIFICATION | {}
273 |  | 21st to Terrace Floor lvl - M30 | M30 |  | Cum |  |  |  |  | 73 |  | 73 | 73 | #ERROR! | #ERROR! | Tower C - 21st, 22nd, Terrace & Above Terrace Considered LMR & SHR under RCC works |  | Chunk_23 | LINE_ITEM | Cum | STRUCTURE_CONCRETE | Smart dynamic Concrete | M30 |  | Other Building Elements |  | STAGE_3_ENHANCED_INHERITANCE | 90.0% | ENHANCED_CONTEXT_INHERITANCE | True | False | INHERITED_WITH_MODIFICATION | {}
274 |  | Ground Floor - M50 | M50 |  | Cum |  |  | 133 | 158 | 140 |  | 431 | 431 | #ERROR! | #ERROR! | Core walls of size 160mm, 200mm & 250mm Wall area - 141.87 Sqm - 3.0m height |  | Chunk_23 | LINE_ITEM | Cum | STRUCTURE_CONCRETE | Smart dynamic Concrete | M50 |  | Other Building Elements |  | STAGE_3_ENHANCED_INHERITANCE | 90.0% | ENHANCED_CONTEXT_INHERITANCE | True | False | INHERITED_WITH_MODIFICATION | {}
275 |  | 1st floor lvl - M50 | M50 |  | Cum |  |  | 217 | 257 | 214 |  | 688 | 688 | #ERROR! | #ERROR! | Core walls of size 160mm, 200mm & 250mm First floor - Wall area - 226.59 Sqm - 3.0m height |  | Chunk_23 | LINE_ITEM | Cum | STRUCTURE_CONCRETE | Smart dynamic Concrete | M50 |  | Other Building Elements |  | STAGE_3_ENHANCED_INHERITANCE | 90.0% | ENHANCED_CONTEXT_INHERITANCE | True | False | INHERITED_WITH_MODIFICATION | {}
276 |  | Ground Floor - M50 | M30 |  | Cum |  |  | 5 | 6 | 5 |  | 16 | 16 | #ERROR! | #ERROR! |  |  | Chunk_23 | LINE_ITEM | Cum | STRUCTURE_CONCRETE | Smart dynamic Concrete | M50 |  | Other Building Elements |  | STAGE_3_ENHANCED_INHERITANCE | 90.0% | ENHANCED_CONTEXT_INHERITANCE | True | False | INHERITED_WITH_MODIFICATION | {}
277 |  | 1st Floor lvl - M50 | M30 |  | Cum |  |  | 27 | 33 | 25 |  | 85 | 85 | #ERROR! | #ERROR! |  |  | Chunk_23 | LINE_ITEM | Cum | STRUCTURE_CONCRETE | Smart dynamic Concrete | M50 |  | Other Building Elements |  | STAGE_3_ENHANCED_INHERITANCE | 90.0% | ENHANCED_CONTEXT_INHERITANCE | True | False | INHERITED_WITH_MODIFICATION | {}
278 |  | Supplying, receiving, shifting, stacking of reinforcement steel for all R.C.C. works including, de-coiling, cutting, straightening, bending and placing in position at all levels & double strand binding with approved gauge (18 swg) annealed binding wire. The rate shall include cost of binding wire, spacers, PVC Cover Blocks , only authorized overlaps shall be measured and paid . Rate to include for lead, lift, placing at all levels and as directed by EIC. NOTE: Unless otherwise noted, measurements shall be in accordance with IS 1200-Part 8, subject to following: Reinforcement steel shall be measured only in lengths of bars as actually placed in position on standard weight basis. 1)Rolling margin shall be considered for the purpose of steel reconciliation. 2)Support Chairs provided for slabs/drop panels/footings/rafts equal to /more than 250 mm thick , shall be considered for reconciliation only. 3)Chairs in slabs/drop panels/footings/rafts less than 250 mm depth shall be neither be considered for payment nor reconciliation. 4) Pins/ spacer bars shall not be measured or paid, nor shall be considered for reconciliation. Quoted rate shall be deemed to have considered all above stipulations. | [13 empty] | Qty considered as per Structural consultant BOQ. Qty may vary upon Mr.Murali HS review & comments. |  | Chunk_31 | LINE_ITEM |  | REINFORCEMENT_STEEL | Reinforcement Bars |  |  | Foundations (Substructure) |  | STAGE_3_ENHANCED_INHERITANCE | 90.0% | ENHANCED_CONTEXT_INHERITANCE | True | False | INHERITED_WITH_MODIFICATION | {}
279 | C 32 | Providing and fixing reinforcement steel for structural members with anchor grout "epoxy mortar - RE 500 V3" by M/s Hilti, or equivalent for following dia including drilling hole in concrete member, cleaning, filling up grout and fixing the rod at all levels as per manufacturer's specification, as directed by EIC / structural engineer for Concrete Anchors. Depth of Anchorage shall be as per manufacturer's specification. | [12 empty] | 0 |  |  | Chunk_28_HEADER | HEADER |  | REINFORCEMENT_STEEL | Reinforcement Bars |  |  | Load-bearing Structural Frame | ACTIVITY PRIORITY CORRECTED: Applied REINFORCEMENT_STEEL schema; identified primary activity as fixing reinforcement steel for structural members, indicating its role as rebar despite the anchoring method. | STAGE_2_AI_VERIFIED_WITH_ACTIVITY_PRIORITY | 95.0% | AI_HEADER_VERIFICATION_ACTIVITY_PRIORITY |  |  | HEADER_VERIFICATION | {}
280 | f | Reinforcement steel for drain wall & bottom slab. Refer Preamble - SL.NO: D |  |  | MT | 3.1 | [5 empty] | 0 | 3.1 | #ERROR! | #ERROR! |  |  | Chunk_87 | LINE_ITEM | MT | REINFORCEMENT_STEEL | Reinforcement Bars |  |  | Load-bearing Structural Frame |  | STAGE_3_ENHANCED_INHERITANCE | 90.0% | ENHANCED_CONTEXT_INHERITANCE | False | False | OVERRIDE_NEW_ACTIVITY | {}
281 |  | l. Necessary dowels should be left during the time of execution as indicated in the detailed drawing/ as per instruction of EIC in the form of dowel box. If provision for dowels cannot be made during the time of execution due to practical issues, the same will be measured & paid separately under relevant (lockset) item of work as per the instructions of EIC & JMR Should be maintained for the same. | [15 empty] | Chunk_18 | LINE_ITEM |  | REINFORCEMENT_STEEL | Reinforcement Bars |  |  | Other Building Elements |  | STAGE_3_ENHANCED_INHERITANCE | 90.0% | ENHANCED_CONTEXT_INHERITANCE | False | False | OVERRIDE_NEW_ACTIVITY | {}
282 | i | 8 mm dia |  |  | Nos | 10 | [5 empty] | 0 | 10 | #ERROR! | #ERROR! | Considered notional quantity. Project head to confirm on the same. |  | Chunk_27 | LINE_ITEM | Nos | REINFORCEMENT_STEEL | Reinforcement Bars |  |  | Other Building Elements |  | STAGE_3_ENHANCED_INHERITANCE | 90.0% | ENHANCED_CONTEXT_INHERITANCE | False | False | OVERRIDE_NEW_ACTIVITY | {}
283 | ii | 10 mm dia |  |  | Nos | 10 | [5 empty] | 0 | 10 | #ERROR! | #ERROR! |  |  | Chunk_27 | LINE_ITEM | Nos | REINFORCEMENT_STEEL | Reinforcement Bars |  |  | Other Building Elements |  | STAGE_3_ENHANCED_INHERITANCE | 90.0% | ENHANCED_CONTEXT_INHERITANCE | False | False | OVERRIDE_NEW_ACTIVITY | {}
284 | iii | 12 mm dia |  |  | Nos | 10 | [5 empty] | 0 | 10 | #ERROR! | #ERROR! |  |  | Chunk_27 | LINE_ITEM | Nos | REINFORCEMENT_STEEL | Reinforcement Bars |  |  | Other Building Elements |  | STAGE_3_ENHANCED_INHERITANCE | 90.0% | ENHANCED_CONTEXT_INHERITANCE | False | False | OVERRIDE_NEW_ACTIVITY | {}
285 | iv | 16 mm dia |  |  | Nos | 10 | [5 empty] | 0 | 10 | #ERROR! | #ERROR! |  |  | Chunk_27 | LINE_ITEM | Nos | REINFORCEMENT_STEEL | Reinforcement Bars |  |  | Other Building Elements |  | STAGE_3_ENHANCED_INHERITANCE | 90.0% | ENHANCED_CONTEXT_INHERITANCE | False | False | OVERRIDE_NEW_ACTIVITY | {}
286 | i | 8 mm dia |  |  | Nos | 10 | [5 empty] | 0 | 10 | #ERROR! | #ERROR! | Considered notional quantity. Project head to confirm on the same. |  | Chunk_28 | LINE_ITEM | Nos | REINFORCEMENT_STEEL | Reinforcement Bars |  |  | Other Building Elements |  | STAGE_3_ENHANCED_INHERITANCE | 90.0% | ENHANCED_CONTEXT_INHERITANCE | False | False | OVERRIDE_UNIT_CONTRADICTION | {}
287 | ii | 10 mm dia |  |  | Nos | 10 | [5 empty] | 0 | 10 | #ERROR! | #ERROR! |  |  | Chunk_28 | LINE_ITEM | Nos | REINFORCEMENT_STEEL | Reinforcement Bars |  |  | Other Building Elements |  | STAGE_3_ENHANCED_INHERITANCE | 90.0% | ENHANCED_CONTEXT_INHERITANCE | False | False | OVERRIDE_UNIT_CONTRADICTION | {}
288 | iii | 12 mm dia |  |  | Nos | 10 | [5 empty] | 0 | 10 | #ERROR! | #ERROR! |  |  | Chunk_28 | LINE_ITEM | Nos | REINFORCEMENT_STEEL | Reinforcement Bars |  |  | Other Building Elements |  | STAGE_3_ENHANCED_INHERITANCE | 90.0% | ENHANCED_CONTEXT_INHERITANCE | False | False | OVERRIDE_UNIT_CONTRADICTION | {}
289 | iv | 16 mm dia |  |  | Nos | 10 | [5 empty] | 0 | 10 | #ERROR! | #ERROR! |  |  | Chunk_28 | LINE_ITEM | Nos | REINFORCEMENT_STEEL | Reinforcement Bars |  |  | Other Building Elements |  | STAGE_3_ENHANCED_INHERITANCE | 90.0% | ENHANCED_CONTEXT_INHERITANCE | False | False | OVERRIDE_UNIT_CONTRADICTION | {}
290 | v | 20 mm dia |  |  | Nos | 10 | [5 empty] | 0 | 10 | #ERROR! | #ERROR! |  |  | Chunk_28 | LINE_ITEM | Nos | REINFORCEMENT_STEEL | Reinforcement Bars |  |  | Other Building Elements |  | STAGE_3_ENHANCED_INHERITANCE | 90.0% | ENHANCED_CONTEXT_INHERITANCE | False | False | OVERRIDE_UNIT_CONTRADICTION | {}
291 | vi | 25 mm dia |  |  | Nos | 10 | [5 empty] | 0 | 10 | #ERROR! | #ERROR! |  |  | Chunk_28 | LINE_ITEM | Nos | REINFORCEMENT_STEEL | Reinforcement Bars |  |  | Other Building Elements |  | STAGE_3_ENHANCED_INHERITANCE | 90.0% | ENHANCED_CONTEXT_INHERITANCE | False | False | OVERRIDE_UNIT_CONTRADICTION | {}
292 | D 1 | REINFORCEMENT STEEL WORKS | [15 empty] | Chunk_31 | LINE_ITEM |  | REINFORCEMENT_STEEL | Reinforcement Bars |  |  | Other Building Elements |  | STAGE_3_ENHANCED_INHERITANCE | 90.0% | ENHANCED_CONTEXT_INHERITANCE | False | False | OVERRIDE_NEW_ACTIVITY | {}
293 | D 1.1 | High yield strength deformed bars conforming to Yst 550 N/ mm2 |  |  | MT | 1760 | 55 | 920 | 1025 | 940 | 155 | 3040 | 4855 | #ERROR! | #ERROR! | 5.4004 |  | Chunk_31 | LINE_ITEM | MT | REINFORCEMENT_STEEL | Reinforcement Bars |  |  | Other Building Elements |  | STAGE_3_ENHANCED_INHERITANCE | 90.0% | ENHANCED_CONTEXT_INHERITANCE | True | False | INHERITED_WITH_MODIFICATION | {}
294 | D 1.2 | Providing and fixing Mechanical Splicing to reinforcement bars using type-2 cold forged parallel threaded sleeve type coupler of approved make of specified dia and grade using high yield strength standard couplers of specially produced steel to join ribbed bearing bars machine cut end to end. Cost to include necessary supply of threaded couplers of various diameters, including reducer couplers wherever required, transportation, coupling at site by mechanical means, threading of reinforcement bars at ends, erection at site, testing of random samples, testing at site, protection of threaded ends using PVC covers, etc., complete. Cost to include necessary testing of joints at site using ultrasonic methods as required by Consultants at intervals. Note: Yield strength of couplers should be equal to or higher than yield strength of rebar. | [12 empty] | 0 |  |  | Chunk_32_HEADER | HEADER |  | REINFORCEMENT_STEEL | Reinforcement Bars |  |  | Other Building Elements | ACTIVITY PRIORITY CONFIRMED: Fixing Mechanical Splicing to reinforcement bars | STAGE_2_AI_VERIFIED_WITH_ACTIVITY_PRIORITY | 95.0% | AI_HEADER_VERIFICATION_ACTIVITY_PRIORITY |  |  | HEADER_VERIFICATION | {}
295 |  | Y 32 |  |  | Nos | 500 | 100 |  |  |  |  | 0 | 600 | #ERROR! | #ERROR! | Considered notional quantity. Project head to confirm on the same. |  | Chunk_32 | LINE_ITEM | Nos | REINFORCEMENT_STEEL | Reinforcement Bars |  |  | Other Building Elements |  | STAGE_3_ENHANCED_INHERITANCE | 90.0% | ENHANCED_CONTEXT_INHERITANCE | False | False | OVERRIDE_UNIT_CONTRADICTION | {}
296 |  | Y 28 |  |  | Nos | 500 | 100 |  |  |  |  | 0 | 600 | 210 | 126000 |  |  | Chunk_32 | LINE_ITEM | Nos | REINFORCEMENT_STEEL | Reinforcement Bars |  |  | Other Building Elements |  | STAGE_3_ENHANCED_INHERITANCE | 90.0% | ENHANCED_CONTEXT_INHERITANCE | False | False | OVERRIDE_UNIT_CONTRADICTION | {}
297 |  | Y 25 |  |  | Nos | 500 | 100 |  |  |  |  | 0 | 600 | #ERROR! | #ERROR! |  |  | Chunk_32 | LINE_ITEM | Nos | REINFORCEMENT_STEEL | Reinforcement Bars |  |  | Other Building Elements |  | STAGE_3_ENHANCED_INHERITANCE | 90.0% | ENHANCED_CONTEXT_INHERITANCE | False | False | OVERRIDE_UNIT_CONTRADICTION | {}
298 |  | Y 20 |  |  | Nos | 500 | 100 |  |  |  |  | 0 | 600 | #ERROR! | #ERROR! |  |  | Chunk_32 | LINE_ITEM | Nos | REINFORCEMENT_STEEL | Reinforcement Bars |  |  | Other Building Elements |  | STAGE_3_ENHANCED_INHERITANCE | 90.0% | ENHANCED_CONTEXT_INHERITANCE | False | False | OVERRIDE_UNIT_CONTRADICTION | {}
299 |  | Y 16 |  |  | Nos | 500 | 100 |  |  |  |  | 0 | 600 | #ERROR! | #ERROR! |  |  | Chunk_32 | LINE_ITEM | Nos | REINFORCEMENT_STEEL | Reinforcement Bars |  |  | Other Building Elements |  | STAGE_3_ENHANCED_INHERITANCE | 90.0% | ENHANCED_CONTEXT_INHERITANCE | False | False | OVERRIDE_UNIT_CONTRADICTION | {}
300 |  | SUB TOTAL - REINFORCEMENT STEEL WORKS | [12 empty] | 126000 |  |  | Chunk_32 | LINE_ITEM |  | REINFORCEMENT_STEEL | Reinforcement Bars |  |  | Other Building Elements |  | STAGE_3_ENHANCED_INHERITANCE | 90.0% | ENHANCED_CONTEXT_INHERITANCE | True | False | INHERITED_NO_CHANGE | {}
301 |  | SHUTTERING WITH ALUMINIUM FORM WORK | [15 empty] | Chunk_37 | LINE_ITEM |  | FORMWORK_SHUTTERING | Aluminium Formwork |  |  | Other Building Elements |  | STAGE_3_ENHANCED_INHERITANCE | 90.0% | ENHANCED_CONTEXT_INHERITANCE | True | False | INHERITED_WITH_MODIFICATION | {}
302 |  | Aluminium System Shuttering - RECEIVING & Erecting Aluminium System Form Work (Mivan Shuttering / equivalent) at all levels and places wherever needed / specified including striking / deshuttering, cleaning, hole plugging with approved non - shrink grout, grinding/ buffing the surface to receive painting directly, transporting and storing at all heights. The rate to include for all shuttering including Columns, Walls, Core Walls, Curved Walls, Beams, Slabs, Curved Slabs & Beams, Sunshades, Fins, Facia, Parapet, Beam Sides, Beam Bottoms, Drop Head Sides, Gutter, Suspended Slab & Beam, Staircases, Landing, Elevation grooves of required size, supply & applying of approved shuttering oil on forms, rubber mallet for tamping on the shuttering etc., as shown in the drawings and as directed by engineer - in - charge. Note: Rate quoted should include for replenishing of accessories like wedges, pins, etc., due to breakages, theft or misplaced. | [15 empty] | Chunk_37 | LINE_ITEM |  | FORMWORK_SHUTTERING | Aluminium System Formwork |  |  | Load-bearing Structural Frame |  | STAGE_3_ENHANCED_INHERITANCE | 90.0% | ENHANCED_CONTEXT_INHERITANCE | True | False | INHERITED_WITH_MODIFICATION | {}
303 |  | CONVENTIONAL TYPE SHUTTERING | [15 empty] | Chunk_32 | LINE_ITEM |  | FORMWORK_SHUTTERING | Conventional Type Shuttering |  |  | Other Building Elements |  | STAGE_3_ENHANCED_INHERITANCE | 90.0% | ENHANCED_CONTEXT_INHERITANCE | True | False | INHERITED_WITH_MODIFICATION | {}
304 | E 1 | Tower raft / Lift core raft / shear blocks of all shapes & profile as shown in drg |  |  | Sqm | 537 | 0 |  |  |  |  | 0 | 537 | #ERROR! | #ERROR! | Considered lifts core/staricase core walls rafts Towers 1800mm depth - 3 no's - 210.57 Rmt 1500mm depth - 3 no's - 88.42 Rmt 1050mm depth - 1 no's - 23.88 Rmt |  | Chunk_33 | LINE_ITEM | Sqm | FORMWORK_SHUTTERING | Formwork |  |  | Foundations (Substructure) |  | STAGE_3_ENHANCED_INHERITANCE | 90.0% | ENHANCED_CONTEXT_INHERITANCE | True | False | INHERITED_NO_CHANGE | {}
305 | E 2 | Isolated / Combined Footing of all shapes & profile as shown in drg |  |  | Sqm | 2751 | 190 |  |  |  |  | 0 | 2941 | #ERROR! | #ERROR! | For isolated / Combined footings Towers 600mm - depth 4 no's - 32 Rmt 750mm - depth 92 no's - 796 Rmt 900mm - depth 113 no's - 1254 Rmt 1050mm - depth 16 no's - 199 Rmt 1200mm - depth 26 no's - 468 Rmt 1400mm - depth 1 no's - 25 Rmt 1500mm - depth 3 no's - 134 Rmt |  | Chunk_33 | LINE_ITEM | Sqm | FORMWORK_SHUTTERING | Formwork |  |  | Foundations (Substructure) |  | STAGE_3_ENHANCED_INHERITANCE | 90.0% | ENHANCED_CONTEXT_INHERITANCE | True | False | INHERITED_NO_CHANGE | {}
306 | E 3 | Retaining Wall Raft of all profile as shown in drg |  |  | Sqm | 524 | 112 |  |  |  |  | 0 | 636 | #ERROR! | #ERROR! | 600mm thick raft considered as per RFI instruction Club house - 132.05 Sqm Tower Area - 647.18 Sqm |  | Chunk_33 | LINE_ITEM | Sqm | FORMWORK_SHUTTERING | Formwork |  |  | Foundations (Substructure) |  | STAGE_3_ENHANCED_INHERITANCE | 90.0% | ENHANCED_CONTEXT_INHERITANCE | True | False | INHERITED_NO_CHANGE | {}
307 | a | Foundation to B2 Floor lvl |  |  | Sqm | 1032 | 153 |  |  |  |  | 0 | 1185 | #ERROR! | #ERROR! | 32 no's of columns,0.275 m height 32 no's of columns,0.575 m height 4 no's of columns,0.675 m height 54 no's of columns,0.875 m height 19 no's of columns,1.025 m height 114 no's of columns,1.175 m height |  | Chunk_34 | LINE_ITEM | Sqm | FORMWORK_SHUTTERING | Formwork |  |  | Foundations (Substructure) |  | STAGE_3_ENHANCED_INHERITANCE | 90.0% | ENHANCED_CONTEXT_INHERITANCE | True | False | INHERITED_WITH_MODIFICATION | {}
308 | a | Foundation to B2 Floor lvl |  |  | Sqm | 249 | [5 empty] | 0 | 249 | #ERROR! | #ERROR! | 2 no's of columns,1.025 m height 5 no's of columns,0.425 m height 2 no's of columns,0.775 m height 90 no's of columns,1.325 m height |  | Chunk_34 | LINE_ITEM | Sqm | FORMWORK_SHUTTERING | Formwork |  |  | Foundations (Substructure) |  | STAGE_3_ENHANCED_INHERITANCE | 90.0% | ENHANCED_CONTEXT_INHERITANCE | True | False | INHERITED_WITH_MODIFICATION | {}
309 | E 13 | Same as above item E 12 but for Electrical, communication, PHE, FHC & Basement Ventilation shaft cover slabs cast @ all heights, rate to include for providing cut outs if required as per instructions of EIC. |  |  | Sqm | 21 | [5 empty] | 0 | 21 | #ERROR! | #ERROR! | Podium level ventilation shaft cover slab - 150 thick |  | Chunk_35 | LINE_ITEM | Sqm | FORMWORK_SHUTTERING | Formwork |  |  | Foundations (Substructure) |  | STAGE_3_ENHANCED_INHERITANCE | 90.0% | ENHANCED_CONTEXT_INHERITANCE | True | False | INHERITED_NO_CHANGE | {}
310 | E 13.1 | Basement Ventilation shaft foundation & walls |  |  | Sqm | 808 | [5 empty] | 0 | 808 | #ERROR! | #ERROR! | Basement ventilation shaft foundation and walls |  | Chunk_35 | LINE_ITEM | Sqm | FORMWORK_SHUTTERING | Formwork |  |  | Foundations (Substructure) |  | STAGE_3_ENHANCED_INHERITANCE | 90.0% | ENHANCED_CONTEXT_INHERITANCE | True | False | INHERITED_NO_CHANGE | {}
311 | a | In Raft/ Bottom Slab |  |  | Sqm | 61 | [5 empty] | 0 | 61 | #ERROR! | #ERROR! | Pump room - 300mm thick Tank area - 450mm thick |  | Chunk_36 | LINE_ITEM | Sqm | FORMWORK_SHUTTERING | Formwork |  |  | Foundations (Substructure) |  | STAGE_3_ENHANCED_INHERITANCE | 90.0% | ENHANCED_CONTEXT_INHERITANCE | True | False | INHERITED_WITH_MODIFICATION | {}
312 | a | Raft/ Bottom Slab |  |  | Sqm | 53 | [5 empty] | 0 | 53 | #ERROR! | #ERROR! | Pump room - 300mm thick Tank area - 500mm thick |  | Chunk_36 | LINE_ITEM | Sqm | FORMWORK_SHUTTERING | Formwork |  |  | Foundations (Substructure) |  | STAGE_3_ENHANCED_INHERITANCE | 90.0% | ENHANCED_CONTEXT_INHERITANCE | True | False | INHERITED_WITH_MODIFICATION | {}
313 |  | 2) Contractors shall submit drawings showing the scheme of form work (shuttering) for beams and slabs, areas which project out at various levels as indicated in drgs and this shall be obligatory. | [15 empty] | Chunk_33 | LINE_ITEM |  | FORMWORK_SHUTTERING | Formwork |  |  | Load-bearing Structural Frame |  | STAGE_3_ENHANCED_INHERITANCE | 90.0% | ENHANCED_CONTEXT_INHERITANCE | True | False | INHERITED_NO_CHANGE | {}
314 |  | 5) Necessary arrangement shall be envisaged to provide camber in beams or slabs as per design. | [15 empty] | Chunk_33 | LINE_ITEM |  | FORMWORK_SHUTTERING | Formwork |  |  | Load-bearing Structural Frame |  | STAGE_3_ENHANCED_INHERITANCE | 90.0% | ENHANCED_CONTEXT_INHERITANCE | True | False | INHERITED_NO_CHANGE | {}
315 |  | 9) Shuttering & deshuttering sequence shall be 100% ,80% & 40% from the slab to be cast respectively & also to conform to relevant IS code. | [15 empty] | Chunk_33 | LINE_ITEM |  | FORMWORK_SHUTTERING | Formwork |  |  | Load-bearing Structural Frame |  | STAGE_3_ENHANCED_INHERITANCE | 90.0% | ENHANCED_CONTEXT_INHERITANCE | True | False | INHERITED_NO_CHANGE | {}
316 | E 6 | Columns / Shear walls (of all shapes & profiles as shown in drawing). (@ all levels) | [12 empty] | 0 |  |  | Chunk_33 | LINE_ITEM |  | FORMWORK_SHUTTERING | Formwork |  |  | Load-bearing Structural Frame |  | STAGE_3_ENHANCED_INHERITANCE | 90.0% | ENHANCED_CONTEXT_INHERITANCE | True | False | INHERITED_NO_CHANGE | {}
317 | E 7 | Column Capital of different thickness @ different level, etc., In all floors as per drg. | [12 empty] | 0 |  |  | Chunk_34 | LINE_ITEM |  | FORMWORK_SHUTTERING | Formwork |  |  | Load-bearing Structural Frame |  | STAGE_3_ENHANCED_INHERITANCE | 90.0% | ENHANCED_CONTEXT_INHERITANCE | True | False | INHERITED_NO_CHANGE | {}
318 | E 8 | Beams of all shapes, width and depths (Upstand, down stand & cantilever beam , Girder Beams of all profiles as shown in drg). @ all floors | [12 empty] | 0 |  |  | Chunk_34 | LINE_ITEM |  | FORMWORK_SHUTTERING | Formwork |  |  | Load-bearing Structural Frame |  | STAGE_3_ENHANCED_INHERITANCE | 90.0% | ENHANCED_CONTEXT_INHERITANCE | True | False | INHERITED_WITH_MODIFICATION | {}
319 | E 8.1 | Girder Beams of all shapes, width and depths as shown in drg (Up stand, down stand & cantilever beam as indicated) | [12 empty] | 0 |  |  | Chunk_34 | LINE_ITEM |  | FORMWORK_SHUTTERING | Formwork |  |  | Load-bearing Structural Frame |  | STAGE_3_ENHANCED_INHERITANCE | 90.0% | ENHANCED_CONTEXT_INHERITANCE | True | False | INHERITED_WITH_MODIFICATION | {}
320 | E 9 | Lintels & Sill beams @ all levels as shown in drg |  |  | Sqm | 49 |  |  |  |  | 101 | 101 | 150 | #ERROR! | #ERROR! | Lintel at all levels 0.16 x 0.15 m - 64.35m 0.1 x 0.15 m - 9m 0.2 x 0.15 m - 42.86m |  | Chunk_35 | LINE_ITEM | Sqm | FORMWORK_SHUTTERING | Formwork |  |  | Load-bearing Structural Frame |  | STAGE_3_ENHANCED_INHERITANCE | 90.0% | ENHANCED_CONTEXT_INHERITANCE | True | False | INHERITED_NO_CHANGE | {}
321 | E 11 | NON STRUCTURAL WALLS / Parasol structure / Elevational Feature walls (of all shapes & profiles as shown in drg). (@ all levels) |  |  | Sqm | [6 empty] | 0 | RO | #ERROR! | 0 |  |  | Chunk_35 | LINE_ITEM | Sqm | FORMWORK_SHUTTERING | Formwork |  |  | Load-bearing Structural Frame |  | STAGE_3_ENHANCED_INHERITANCE | 90.0% | ENHANCED_CONTEXT_INHERITANCE | True | False | INHERITED_NO_CHANGE | {}
322 | E 12 | Slabs of different thickness including sunken slabs, cantilever balconies, ledges, sloped roof, slab projections and for canopies at different level, etc., In all floors | [12 empty] | 0 |  |  | Chunk_35 | LINE_ITEM |  | FORMWORK_SHUTTERING | Formwork |  |  | Load-bearing Structural Frame |  | STAGE_3_ENHANCED_INHERITANCE | 90.0% | ENHANCED_CONTEXT_INHERITANCE | True | False | INHERITED_WITH_MODIFICATION | {}
323 | a | Ramp slab & Beams |  |  | Sqm | 1173 | [5 empty] | 0 | 1173 | #ERROR! | #ERROR! | Basement 02 - 150mm thick - 93 sqm Basement 02 - 250mm thick - 235 sqm Basement 01 - 250mm thick - 328 sqm Ground Floor - 150mm thick - 378 sqm |  | Chunk_36 | LINE_ITEM | Sqm | FORMWORK_SHUTTERING | Formwork |  |  | Load-bearing Structural Frame |  | STAGE_3_ENHANCED_INHERITANCE | 90.0% | ENHANCED_CONTEXT_INHERITANCE | True | False | INHERITED_WITH_MODIFICATION | {}
324 | c | Platform lvl slab , Top slab & Beams |  |  | Sqm | 586 | [5 empty] | 0 | 586 | #ERROR! | #ERROR! | Top slab - 350mm thick Platform slab - 150mm thick |  | Chunk_36 | LINE_ITEM | Sqm | FORMWORK_SHUTTERING | Formwork |  |  | Load-bearing Structural Frame |  | STAGE_3_ENHANCED_INHERITANCE | 90.0% | ENHANCED_CONTEXT_INHERITANCE | True | False | INHERITED_WITH_MODIFICATION | {}
325 | b | Side wall / Columns |  |  | Sqm | 2021 | [5 empty] | 0 | 2021 | #ERROR! | #ERROR! | Pump room - 400mm thick & 4.8m height Alround length - 400 thick & 7.0 height Internal wall - 350mm thick & 4.15m height |  | Chunk_36 | LINE_ITEM | Sqm | FORMWORK_SHUTTERING | Formwork |  |  | Load-bearing Structural Frame |  | STAGE_3_ENHANCED_INHERITANCE | 90.0% | ENHANCED_CONTEXT_INHERITANCE | True | False | INHERITED_WITH_MODIFICATION | {}
326 | c | Platform lvl slab , Top slab & Beams |  |  | Sqm | 555 | [5 empty] | 0 | 555 | #ERROR! | #ERROR! | Top slab - 450mm thick Platform slab - 150mm thick |  | Chunk_36 | LINE_ITEM | Sqm | FORMWORK_SHUTTERING | Formwork |  |  | Load-bearing Structural Frame |  | STAGE_3_ENHANCED_INHERITANCE | 90.0% | ENHANCED_CONTEXT_INHERITANCE | True | False | INHERITED_WITH_MODIFICATION | {}
327 | a | Bottom Slab |  |  | Sqm | 39 | [5 empty] | 0 | 39 | #ERROR! | #ERROR! | Base slab - 500mm thick |  | Chunk_36 | LINE_ITEM | Sqm | FORMWORK_SHUTTERING | Formwork |  |  | Load-bearing Structural Frame |  | STAGE_3_ENHANCED_INHERITANCE | 90.0% | ENHANCED_CONTEXT_INHERITANCE | True | False | INHERITED_NO_CHANGE | {}
328 | c | Top Slab |  |  | Sqm | 83 | [5 empty] | 0 | 83 | #ERROR! | #ERROR! | Top slab - 250mm thick |  | Chunk_36 | LINE_ITEM | Sqm | FORMWORK_SHUTTERING | Formwork |  |  | Load-bearing Structural Frame |  | STAGE_3_ENHANCED_INHERITANCE | 90.0% | ENHANCED_CONTEXT_INHERITANCE | True | False | INHERITED_NO_CHANGE | {}
329 | a | Bottom Slab |  |  | Sqm | 38 | [5 empty] | 0 | 38 | #ERROR! | #ERROR! | Base slab - 450mm thick For Basment sump 01 - 600mm thick (Overlaps retaining wall) |  | Chunk_36 | LINE_ITEM | Sqm | FORMWORK_SHUTTERING | Formwork |  |  | Load-bearing Structural Frame |  | STAGE_3_ENHANCED_INHERITANCE | 90.0% | ENHANCED_CONTEXT_INHERITANCE | True | False | INHERITED_NO_CHANGE | {}
330 | c | Top Slab |  |  | Sqm | 121 | [5 empty] | 0 | 121 | #ERROR! | #ERROR! | Top slab - 250mm thick |  | Chunk_37 | LINE_ITEM | Sqm | FORMWORK_SHUTTERING | Formwork |  |  | Load-bearing Structural Frame |  | STAGE_3_ENHANCED_INHERITANCE | 90.0% | ENHANCED_CONTEXT_INHERITANCE | True | False | INHERITED_NO_CHANGE | {}
331 | a | Bottom Slab |  |  | Sqm |  |  | 34 | 34 | 34 | 17 | 119 | 119 | #ERROR! | #ERROR! |  |  | Chunk_37 | LINE_ITEM | Sqm | FORMWORK_SHUTTERING | Formwork |  |  | Load-bearing Structural Frame |  | STAGE_3_ENHANCED_INHERITANCE | 90.0% | ENHANCED_CONTEXT_INHERITANCE | True | False | INHERITED_NO_CHANGE | {}
332 | c | Top Slab |  |  | Sqm |  |  | 30 | 30 | 30 | 15 | 105 | 105 | #ERROR! | #ERROR! |  |  | Chunk_37 | LINE_ITEM | Sqm | FORMWORK_SHUTTERING | Formwork |  |  | Load-bearing Structural Frame |  | STAGE_3_ENHANCED_INHERITANCE | 90.0% | ENHANCED_CONTEXT_INHERITANCE | True | False | INHERITED_NO_CHANGE | {}
333 | a | Bottom Slab |  |  | Sqm | 129 | [5 empty] | 0 | 129 | #ERROR! | #ERROR! | 200mm thick - 294.9 Sqm at +98.80 level 600mm thick - 138.58 Sqm (same as retaining wall foundation) outer wall starts at +95.60 level |  | Chunk_37 | LINE_ITEM | Sqm | FORMWORK_SHUTTERING | Formwork |  |  | Load-bearing Structural Frame |  | STAGE_3_ENHANCED_INHERITANCE | 90.0% | ENHANCED_CONTEXT_INHERITANCE | True | False | INHERITED_NO_CHANGE | {}
334 | c | Top Slab |  |  | Sqm | 241 | [5 empty] | 0 | 241 | #ERROR! | #ERROR! | 250mm thick - 209.14 Sqm at +103.40 level 150mm thick - 31.27 Sqm at +105.95 level |  | Chunk_37 | LINE_ITEM | Sqm | FORMWORK_SHUTTERING | Formwork |  |  | Load-bearing Structural Frame |  | STAGE_3_ENHANCED_INHERITANCE | 90.0% | ENHANCED_CONTEXT_INHERITANCE | True | False | INHERITED_NO_CHANGE | {}
335 | E 21.1 | Concrete Walls / RCC Wall / Shear Wall / columns (of all shapes & profiles as shown in drg) @ all levels. | [15 empty] | Chunk_37 | LINE_ITEM |  | FORMWORK_SHUTTERING | Formwork |  |  | Load-bearing Structural Frame |  | STAGE_3_ENHANCED_INHERITANCE | 90.0% | ENHANCED_CONTEXT_INHERITANCE | True | False | INHERITED_NO_CHANGE | {}
336 | E 21.2 | Beams of all shapes, width and depths as shown in drg (Up stand, down stand & cantilever beam as indicated) | [12 empty] | 0 |  |  | Chunk_38 | LINE_ITEM |  | FORMWORK_SHUTTERING | Formwork |  |  | Load-bearing Structural Frame |  | STAGE_3_ENHANCED_INHERITANCE | 90.0% | ENHANCED_CONTEXT_INHERITANCE | True | False | INHERITED_NO_CHANGE | {}
337 | E 21.3 | Slabs of different thickness including sunken slabs, cantilever balconies, ledges, sloped roof, Slab projections and for canopies at different level, etc., @ all floors | [12 empty] | 0 |  |  | Chunk_38 | LINE_ITEM |  | FORMWORK_SHUTTERING | Formwork |  |  | Load-bearing Structural Frame |  | STAGE_3_ENHANCED_INHERITANCE | 90.0% | ENHANCED_CONTEXT_INHERITANCE | True | False | INHERITED_NO_CHANGE | {}
338 | E 21.4 | Slabs for electrical & communication, Plumbing shafts & FHC shaft slabs & Terrace Duct cover slab at all levels. |  |  | Sqm |  |  | 18 | 10 | 27 |  | 55 | 55 | #ERROR! | #ERROR! | Considered for shafts and ducts slab at every floor (Instead of the Chequerred plates) |  | Chunk_38 | LINE_ITEM | Sqm | FORMWORK_SHUTTERING | Formwork |  |  | Load-bearing Structural Frame |  | STAGE_3_ENHANCED_INHERITANCE | 90.0% | ENHANCED_CONTEXT_INHERITANCE | True | False | INHERITED_NO_CHANGE | {}
339 | E 21.8 | NON STRUCTURAL WALLS / Elevational fin walls (of all shapes & profiles as shown in drg). (@ all levels) |  |  | Sqm |  |  | 99 | 0 | 0 |  | 99 | 99 | #ERROR! | #ERROR! | As per BEL instruction, Non structural wall of Kitchen & utility area considered in RC walls Front elevation features wall are considered in this line item |  | Chunk_39 | LINE_ITEM | Sqm | FORMWORK_SHUTTERING | Formwork |  |  | Load-bearing Structural Frame |  | STAGE_3_ENHANCED_INHERITANCE | 90.0% | ENHANCED_CONTEXT_INHERITANCE | True | False | INHERITED_NO_CHANGE | {}
340 |  | Extra rate for additional staging for concreting for slab/ beams for staging beyond 4.50 m height for supporting shuttering, for every rise of 1.5 mt height (for measurement plan area shall be considered). Rate shall include mobilization of staging material, erecting as and when the construction progresses, keeping the same till final completion of related works and deshuttering/ demobilizing the same after approval from the Engineer in charge. Note: Instances wherein staging height done is less than 1.5m beyond 4.5m (say 1m), billing/Rate will be worked out on prorata basis considering exact height executed. Location : STP, UG sump, Double ht entrance lobby, Canopy, Slab b/w two towers at terrace (for considered staging from below 2 floors only) & at locations wherever directed by EIC. |  |  | Sqm | 383 |  | 473 | 135 | 164 | 925 | 1697 | 2080 | #ERROR! | #ERROR! | Multiple stagging 1. Fire Pump room - 122.55 Sqm 2. PHE Pump room - 82.25 Sqm 3. STP cut out area - 177.28 Sqm 4. Entrance lobby double height 5. Entrance Canopy Slab 6. Front elevation at 7th, 11th, 16th & 20th floor (This needs to be finalised by BEL) - Area 12.9 Sqm and number of stagging repeated for every 1.5m height beyond 4.5m height |  | Chunk_39 | LINE_ITEM | Sqm | FORMWORK_SHUTTERING | Formwork |  |  | Load-bearing Structural Frame |  | STAGE_3_ENHANCED_INHERITANCE | 90.0% | ENHANCED_CONTEXT_INHERITANCE | True | False | INHERITED_WITH_MODIFICATION | {}
341 | e | Formwork for drain wall & bottom slab. Refer Preamble - SL.NO: E |  |  | sqm | 131 | [5 empty] | 0 | 131 | #ERROR! | #ERROR! |  |  | Chunk_87 | LINE_ITEM | sqm | FORMWORK_SHUTTERING | Formwork |  |  | Load-bearing Structural Frame |  | STAGE_3_ENHANCED_INHERITANCE | 90.0% | ENHANCED_CONTEXT_INHERITANCE | False | False | OVERRIDE_NEW_ACTIVITY | {}
342 | E | SHUTTERING WORKS | [15 empty] | Chunk_32 | LINE_ITEM |  | FORMWORK_SHUTTERING | Formwork |  |  | Other Building Elements |  | STAGE_3_ENHANCED_INHERITANCE | 90.0% | ENHANCED_CONTEXT_INHERITANCE | False | False | OVERRIDE_NEW_ACTIVITY | {}
343 |  | Providing, fabricating and erecting form work at all levels and places and profiles wherever needed/ specified as per drawing including deshuttering, with 12 mm Plastic coated, marine resistant waterproof ply for all vertical & horizontal surfaces with sufficient bracing as approved by EIC. Cost to include designing of proper form work and staging & scaffolding system to suit the requirements, Submission of design calculations and shop drawings for approval, sealing the joints with heavy duty brown self adhesive tape, aligning to line and levels including M.S. Ties, PVC Spacer, Providing openings/ cut-outs/ pockets up to 0.50 sqm of area in plan/ elevation, provision for dowels wherever specified, applying deshuttering chemical, Deshuttering as approved by the consultant etc., complete at all levels, double/ triple heights and profiles. | [15 empty] | Chunk_33_HEADER | HEADER |  | FORMWORK_SHUTTERING | Formwork |  |  | Other Building Elements | ACTIVITY PRIORITY CORRECTED: Classified as secondary category FORMWORK_SHUTTERING as the primary activity is 'erecting form work', which is not a Prime Seven activity. | STAGE_2_AI_VERIFIED_WITH_ACTIVITY_PRIORITY | 95.0% | AI_HEADER_VERIFICATION_ACTIVITY_PRIORITY |  |  | HEADER_VERIFICATION | {}
344 |  | Contractors shall submit drawings showing the scheme of formwork (shuttering) for all items of work detailed as under. | [15 empty] | Chunk_33 | LINE_ITEM |  | FORMWORK_SHUTTERING | Formwork |  |  | Other Building Elements |  | STAGE_3_ENHANCED_INHERITANCE | 90.0% | ENHANCED_CONTEXT_INHERITANCE | True | False | INHERITED_NO_CHANGE | {}
345 |  | 3) Formwork designed with proposed materials (to be approved prior to making) shall be able to retain its shape, line, dimension, level within the allowable limits of variations. Props shall be only steel props. | [15 empty] | Chunk_33 | LINE_ITEM |  | FORMWORK_SHUTTERING | Formwork |  |  | Other Building Elements |  | STAGE_3_ENHANCED_INHERITANCE | 90.0% | ENHANCED_CONTEXT_INHERITANCE | True | False | INHERITED_WITH_MODIFICATION | {}
346 |  | 4) Formwork shall be designed for rigidity, durability, strength, water tightness, easy removal etc., | [15 empty] | Chunk_33 | LINE_ITEM |  | FORMWORK_SHUTTERING | Formwork |  |  | Other Building Elements |  | STAGE_3_ENHANCED_INHERITANCE | 90.0% | ENHANCED_CONTEXT_INHERITANCE | True | False | INHERITED_NO_CHANGE | {}
347 |  | 6) Formwork for construction joints shall be submitted for approval. | [15 empty] | Chunk_33 | LINE_ITEM |  | FORMWORK_SHUTTERING | Formwork |  |  | Other Building Elements |  | STAGE_3_ENHANCED_INHERITANCE | 90.0% | ENHANCED_CONTEXT_INHERITANCE | True | False | INHERITED_NO_CHANGE | {}
348 |  | 7) Rate to include for providing formwork for construction joints / pour strips and nothing extra will be paid in this regard. | [15 empty] | Chunk_33 | LINE_ITEM |  | FORMWORK_SHUTTERING | Formwork |  |  | Other Building Elements |  | STAGE_3_ENHANCED_INHERITANCE | 90.0% | ENHANCED_CONTEXT_INHERITANCE | True | False | INHERITED_NO_CHANGE | {}
349 |  | 8) Backproping sequence shall be as per relevant IS code & as approved by EIC. | [15 empty] | Chunk_33 | LINE_ITEM |  | FORMWORK_SHUTTERING | Formwork |  |  | Other Building Elements |  | STAGE_3_ENHANCED_INHERITANCE | 90.0% | ENHANCED_CONTEXT_INHERITANCE | True | False | INHERITED_NO_CHANGE | {}
350 |  | 10) Bolt holes in the formwork if any , to be properly made good and plugged by suitable means to avoid leakage of slurry. | [15 empty] | Chunk_33 | LINE_ITEM |  | FORMWORK_SHUTTERING | Formwork |  |  | Other Building Elements |  | STAGE_3_ENHANCED_INHERITANCE | 90.0% | ENHANCED_CONTEXT_INHERITANCE | True | False | INHERITED_NO_CHANGE | {}
351 |  | 11) Rate to include for sleeves / cutout for pressurization shafts / ducts | [15 empty] | Chunk_33 | LINE_ITEM |  | FORMWORK_SHUTTERING | Formwork |  |  | Other Building Elements |  | STAGE_3_ENHANCED_INHERITANCE | 90.0% | ENHANCED_CONTEXT_INHERITANCE | True | False | INHERITED_NO_CHANGE | {}
352 |  | 12) Rate to include for elevation bands /Cornice / fins as shown in the drg. | [15 empty] | Chunk_33 | LINE_ITEM |  | FORMWORK_SHUTTERING | Formwork |  |  | Other Building Elements |  | STAGE_3_ENHANCED_INHERITANCE | 90.0% | ENHANCED_CONTEXT_INHERITANCE | True | False | INHERITED_NO_CHANGE | {}
353 | E 4 | Retaining walls of all profile as shown in drg |  |  | Sqm | 5958 | 1468 |  |  |  |  | 0 | 7426 | #ERROR! | #ERROR! | 300mm thick wall considered as per RFI instruction Club house - 92.56 Rmt Tower Area - 488.15 Rmt |  | Chunk_33 | LINE_ITEM | Sqm | FORMWORK_SHUTTERING | Formwork |  |  | Other Building Elements |  | STAGE_3_ENHANCED_INHERITANCE | 90.0% | ENHANCED_CONTEXT_INHERITANCE | True | False | INHERITED_NO_CHANGE | {}
354 | E 5 | Pedestal for DG |  |  | Sqm | 22 | [5 empty] | 0 | 22 | #ERROR! | #ERROR! | As per RFI confirmation Pedesal 6.75mx2.25mx300mm - 4 no's |  | Chunk_33 | LINE_ITEM | Sqm | FORMWORK_SHUTTERING | Formwork |  |  | Other Building Elements |  | STAGE_3_ENHANCED_INHERITANCE | 90.0% | ENHANCED_CONTEXT_INHERITANCE | True | False | INHERITED_NO_CHANGE | {}
355 |  | Tower Area | [12 empty] | 0 |  |  | Chunk_34 | LINE_ITEM |  | FORMWORK_SHUTTERING | Formwork |  |  | Other Building Elements |  | STAGE_3_ENHANCED_INHERITANCE | 90.0% | ENHANCED_CONTEXT_INHERITANCE | True | False | INHERITED_NO_CHANGE | {}
356 | b | B2 to B1 floor lvl |  |  | Sqm | 4302 | 467 |  |  |  |  | 0 | 4769 | #ERROR! | #ERROR! | 255 no's of columns,3.3 m height |  | Chunk_34 | LINE_ITEM | Sqm | FORMWORK_SHUTTERING | Formwork |  |  | Other Building Elements |  | STAGE_3_ENHANCED_INHERITANCE | 90.0% | ENHANCED_CONTEXT_INHERITANCE | True | False | INHERITED_WITH_MODIFICATION | {}
357 | c | B1 to Ground floor lvl |  |  | Sqm | 5590 | 297 |  |  |  |  | 0 | 5887 | #ERROR! | #ERROR! | 184 no's of columns,4.5 m height 71 no's of columns,3.8 m height |  | Chunk_34 | LINE_ITEM | Sqm | FORMWORK_SHUTTERING | Formwork |  |  | Other Building Elements |  | STAGE_3_ENHANCED_INHERITANCE | 90.0% | ENHANCED_CONTEXT_INHERITANCE | True | False | INHERITED_WITH_MODIFICATION | {}
358 | d | Ground floor lvl to 1st floor |  |  | Sqm |  |  | 194 | 393 | 381 | 461 | 1429 | 1429 | #ERROR! | #ERROR! | Line Item contains: Parking area columns and shear walls at the ground floor. Note: The Project Head must review and confirm whether the quantity should remain under this line item or be reallocated under Aluminium Formwork. |  | Chunk_34 | LINE_ITEM | Sqm | FORMWORK_SHUTTERING | Formwork |  |  | Other Building Elements |  | STAGE_3_ENHANCED_INHERITANCE | 90.0% | ENHANCED_CONTEXT_INHERITANCE | True | False | INHERITED_WITH_MODIFICATION | {}
359 | e | 1st to 5th floor |  |  | Sqm |  |  | 48 | 97 | 74 | 2165 | 2384 | 2384 | #ERROR! | #ERROR! | As per BEL instructions - Club house sloped wall considered as RC walls. However, Architectute shows it as block work. Project head to confirm if block work is required |  | Chunk_34 | LINE_ITEM | Sqm | FORMWORK_SHUTTERING | Formwork |  |  | Other Building Elements |  | STAGE_3_ENHANCED_INHERITANCE | 90.0% | ENHANCED_CONTEXT_INHERITANCE | True | False | INHERITED_WITH_MODIFICATION | {}
360 | f | 6th to 10th floor | [8 empty] | 1557 | 1557 | 1557 | #ERROR! | #ERROR! | As per BEL instructions - Club house sloped wall considered as RC walls. However, Architectute shows it as block work. Project head to confirm if block work is required |  | Chunk_34 | LINE_ITEM |  | FORMWORK_SHUTTERING | Formwork |  |  | Other Building Elements |  | STAGE_3_ENHANCED_INHERITANCE | 90.0% | ENHANCED_CONTEXT_INHERITANCE | True | False | INHERITED_NO_CHANGE | {}
361 |  | Non Tower Area | [12 empty] | 0 |  |  | Chunk_34 | LINE_ITEM |  | FORMWORK_SHUTTERING | Formwork |  |  | Other Building Elements |  | STAGE_3_ENHANCED_INHERITANCE | 90.0% | ENHANCED_CONTEXT_INHERITANCE | True | False | INHERITED_NO_CHANGE | {}
362 | b | B2 to B1 floor lvl |  |  | Sqm | 574 | [5 empty] | 0 | 574 | #ERROR! | #ERROR! | 108 no's of columns,3.3 m height |  | Chunk_34 | LINE_ITEM | Sqm | FORMWORK_SHUTTERING | Formwork |  |  | Other Building Elements |  | STAGE_3_ENHANCED_INHERITANCE | 90.0% | ENHANCED_CONTEXT_INHERITANCE | True | False | INHERITED_WITH_MODIFICATION | {}
363 | c | B1 to Ground floor lvl |  |  | Sqm | 680 | [5 empty] | 0 | 680 | #ERROR! | #ERROR! | 108 no's of columns,3.8 m height |  | Chunk_34 | LINE_ITEM | Sqm | FORMWORK_SHUTTERING | Formwork |  |  | Other Building Elements |  | STAGE_3_ENHANCED_INHERITANCE | 90.0% | ENHANCED_CONTEXT_INHERITANCE | True | False | INHERITED_WITH_MODIFICATION | {}
364 | a | B2 Floor |  |  | Sqm | 208 | 0 |  |  |  |  | 0 | 208 | #ERROR! | #ERROR! | 698.68 Sqm - 450mm depth Sides - 1040 Rmt & 200mm height |  | Chunk_34 | LINE_ITEM | Sqm | FORMWORK_SHUTTERING | Formwork |  |  | Other Building Elements |  | STAGE_3_ENHANCED_INHERITANCE | 90.0% | ENHANCED_CONTEXT_INHERITANCE | True | False | INHERITED_NO_CHANGE | {}
365 | b | B1 floor |  |  | Sqm | 208 | 0 |  |  |  |  | 0 | 208 | #ERROR! | #ERROR! | 698.68 Sqm - 450mm depth Sides - 1040 Rmt & 200mm height |  | Chunk_34 | LINE_ITEM | Sqm | FORMWORK_SHUTTERING | Formwork |  |  | Other Building Elements |  | STAGE_3_ENHANCED_INHERITANCE | 90.0% | ENHANCED_CONTEXT_INHERITANCE | True | False | INHERITED_NO_CHANGE | {}
366 | a | B1 Floor lvl |  |  | Sqm | 1675 | [5 empty] | 0 | 1675 | #ERROR! | #ERROR! | Basement 01 0.25 x 0.6 m - 1311.59m 0.45 x 0.6 m - 84.67m 0.2 x 0.6 m - 77.38m 0.4 x 0.6 m - 18.79m 0.25 x 0.85 m - 5.45m 0.3 x 0.6 m - 4.2m 0.25 x 1.3 m - 4.07m 0.2 x 0.825 m - 3.6m 0.2 x 0.45 m - 3.2m 0.2 x 0.75 m - 3.07m 0.25 x 0.95 m - 2.2m |  | Chunk_34 | LINE_ITEM | Sqm | FORMWORK_SHUTTERING | Formwork |  |  | Other Building Elements |  | STAGE_3_ENHANCED_INHERITANCE | 90.0% | ENHANCED_CONTEXT_INHERITANCE | True | False | INHERITED_NO_CHANGE | {}
367 | b | Ground floor |  |  | Sqm | 954 |  |  |  |  | 171 | 171 | 1125 | #ERROR! | #ERROR! | Ground floor 0.25 x 0.6 m - 643.49m 0.45 x 0.6 m - 79.65m 0.2 x 0.6 m - 56.8m 0.4 x 0.6 m - 18.78m 0.25 x 0.5 m - 12.39m 0.135 x 0.285 m - 8.42m 0.15 x 0.285 m - 4.34m 0.3 x 0.6 m - 4.2m 0.13 x 0.285 m - 2.79m 0.15 x 0.3 m - 2.54m |  | Chunk_34 | LINE_ITEM | Sqm | FORMWORK_SHUTTERING | Formwork |  |  | Other Building Elements |  | STAGE_3_ENHANCED_INHERITANCE | 90.0% | ENHANCED_CONTEXT_INHERITANCE | True | False | INHERITED_NO_CHANGE | {}
368 |  | 1st to 5th floor | [8 empty] | 666 | 666 | 666 | #ERROR! | #ERROR! |  |  | Chunk_34 | LINE_ITEM |  | FORMWORK_SHUTTERING | Formwork |  |  | Other Building Elements |  | STAGE_3_ENHANCED_INHERITANCE | 90.0% | ENHANCED_CONTEXT_INHERITANCE | True | False | INHERITED_NO_CHANGE | {}
369 |  | 6th to 10th floor | [8 empty] | 701 | 701 | 701 | #ERROR! | #ERROR! |  |  | Chunk_34 | LINE_ITEM |  | FORMWORK_SHUTTERING | Formwork |  |  | Other Building Elements |  | STAGE_3_ENHANCED_INHERITANCE | 90.0% | ENHANCED_CONTEXT_INHERITANCE | True | False | INHERITED_NO_CHANGE | {}
370 | a | Ground floor |  |  | Sqm | 441 | [5 empty] | 0 | 441 | #ERROR! | #ERROR! | Grider beams (Beams of size 700mm and above are considered as girder beams) 0.25 x 0.75 m - 486.75m 0.25 x 0.85 m - 213.72m 0.25 x 0.95 m - 78.07m 0.25 x 1.3 m - 40.3m 0.25 x 0.8 m - 37.74m 0.25 x 0.7 m - 25.33m 0.2 x 0.75 m - 16.35m 0.2 x 0.8 m - 8.75m 0.2 x 0.825 m - 8.03m 0.2 x 0.85 m - 6.2m 0.25 x 1.1 m - 6.07m 0.25 x 0.9 m - 3.27m 0.77 x 0.75 m - 3.26m 0.2 x 0.9 m - 2.96m 0.2 x 0.95 m - 2.92m |  | Chunk_35 | LINE_ITEM | Sqm | FORMWORK_SHUTTERING | Formwork |  |  | Other Building Elements |  | STAGE_3_ENHANCED_INHERITANCE | 90.0% | ENHANCED_CONTEXT_INHERITANCE | True | False | INHERITED_NO_CHANGE | {}
371 | b | First floor |  |  | Sqm |  |  | 231 | 280 | 238 |  | 749 | 749 | #ERROR! | #ERROR! |  |  | Chunk_35 | LINE_ITEM | Sqm | FORMWORK_SHUTTERING | Formwork |  |  | Other Building Elements |  | STAGE_3_ENHANCED_INHERITANCE | 90.0% | ENHANCED_CONTEXT_INHERITANCE | True | False | INHERITED_NO_CHANGE | {}
372 | b | Second floor |  |  | Sqm |  |  | 71 | 93 | 113 |  | 277 | 277 | #ERROR! | #ERROR! |  |  | Chunk_35 | LINE_ITEM | Sqm | FORMWORK_SHUTTERING | Formwork |  |  | Other Building Elements |  | STAGE_3_ENHANCED_INHERITANCE | 90.0% | ENHANCED_CONTEXT_INHERITANCE | True | False | INHERITED_NO_CHANGE | {}
373 | E 10 | Chejjas / Window projections / balcony Door Projection at all levels as indicated in the dwg & at locations wherever directed by EIC. |  |  | Sqm | [6 empty] | 0 | RO | #ERROR! | 0 |  |  | Chunk_35 | LINE_ITEM | Sqm | FORMWORK_SHUTTERING | Formwork |  |  | Other Building Elements |  | STAGE_3_ENHANCED_INHERITANCE | 90.0% | ENHANCED_CONTEXT_INHERITANCE | True | False | INHERITED_NO_CHANGE | {}
374 | a | B1 Floor lvl |  |  | Sqm | 8698 | 984 |  |  |  |  | 0 | 9682 | #ERROR! | #ERROR! | BF01 Area - 8697 sqm 250mm thick - 6137 sqm (Columns capital 697 sqm) 150mm thick - 2560 sqm |  | Chunk_35 | LINE_ITEM | Sqm | FORMWORK_SHUTTERING | Formwork |  |  | Other Building Elements |  | STAGE_3_ENHANCED_INHERITANCE | 90.0% | ENHANCED_CONTEXT_INHERITANCE | True | False | INHERITED_NO_CHANGE | {}
375 | b | Ground floor |  |  | Sqm | 8822 | 0 |  |  |  | 984 | 984 | 9806 | #ERROR! | #ERROR! | GF Area - 8685 sqm 250mm thick - 6131 sqm (Columns capital 697 sqm) 150mm thick - 1863 sqm 135mm thick - 691 sqm |  | Chunk_35 | LINE_ITEM | Sqm | FORMWORK_SHUTTERING | Formwork |  |  | Other Building Elements |  | STAGE_3_ENHANCED_INHERITANCE | 90.0% | ENHANCED_CONTEXT_INHERITANCE | True | False | INHERITED_NO_CHANGE | {}
376 | c | 1st to 5th floor |  |  | Sqm | [5 empty] | 583 | 583 | 583 | #ERROR! | #ERROR! |  |  | Chunk_35 | LINE_ITEM | Sqm | FORMWORK_SHUTTERING | Formwork |  |  | Other Building Elements |  | STAGE_3_ENHANCED_INHERITANCE | 90.0% | ENHANCED_CONTEXT_INHERITANCE | True | False | INHERITED_NO_CHANGE | {}
377 | d | 6th to 10th floor |  |  | Sqm | [5 empty] | 865 | 865 | 865 | #ERROR! | #ERROR! |  |  | Chunk_35 | LINE_ITEM | Sqm | FORMWORK_SHUTTERING | Formwork |  |  | Other Building Elements |  | STAGE_3_ENHANCED_INHERITANCE | 90.0% | ENHANCED_CONTEXT_INHERITANCE | True | False | INHERITED_NO_CHANGE | {}
378 | E 14 | Nibs / Pardi walls / Upstand / Planter walls / toe wall at all levels as shown in drg. |  |  | Sqm |  |  | 64 | 64 | 64 |  | 192 | 192 | #ERROR! | #ERROR! | Planters assumed near entrance lobby since the details are not available 02 no's of 1500x600mm - 1.5m depth 01 no's of 2000x1200mm - 1.5m depth |  | Chunk_35 | LINE_ITEM | Sqm | FORMWORK_SHUTTERING | Formwork |  |  | Other Building Elements |  | STAGE_3_ENHANCED_INHERITANCE | 90.0% | ENHANCED_CONTEXT_INHERITANCE | True | False | INHERITED_NO_CHANGE | {}
379 | a | B2 to B1 floor lvl |  |  | Sqm | 96 |  |  |  |  | 48 | 48 | 144 | #ERROR! | #ERROR! | Fires stairs not considered for basements as per architectural drawings |  | Chunk_35 | LINE_ITEM | Sqm | FORMWORK_SHUTTERING | Formwork |  |  | Other Building Elements |  | STAGE_3_ENHANCED_INHERITANCE | 90.0% | ENHANCED_CONTEXT_INHERITANCE | True | False | INHERITED_NO_CHANGE | {}
380 | b | B1 to Ground floor lvl |  |  | Sqm | 143 |  |  |  |  | 45 | 45 | 188 | #ERROR! | #ERROR! | Fires stairs not considered for basements as per architectural drawings |  | Chunk_35 | LINE_ITEM | Sqm | FORMWORK_SHUTTERING | Formwork |  |  | Other Building Elements |  | STAGE_3_ENHANCED_INHERITANCE | 90.0% | ENHANCED_CONTEXT_INHERITANCE | True | False | INHERITED_NO_CHANGE | {}
381 | c | Grounf floor to 1st floor lvl |  |  | Sqm | [5 empty] | 47 | 47 | 47 | #ERROR! | #ERROR! |  |  | Chunk_35 | LINE_ITEM | Sqm | FORMWORK_SHUTTERING | Formwork |  |  | Other Building Elements |  | STAGE_3_ENHANCED_INHERITANCE | 90.0% | ENHANCED_CONTEXT_INHERITANCE | True | False | INHERITED_NO_CHANGE | {}
382 | d | 1st to 5th floor lvl |  |  | Sqm | [5 empty] | 235 | 235 | 235 | #ERROR! | #ERROR! |  |  | Chunk_35 | LINE_ITEM | Sqm | FORMWORK_SHUTTERING | Formwork |  |  | Other Building Elements |  | STAGE_3_ENHANCED_INHERITANCE | 90.0% | ENHANCED_CONTEXT_INHERITANCE | True | False | INHERITED_NO_CHANGE | {}
383 | e | 6th to 10th floor lvl |  |  | Sqm | [5 empty] | 141 | 141 | 141 | #ERROR! | #ERROR! |  |  | Chunk_35 | LINE_ITEM | Sqm | FORMWORK_SHUTTERING | Formwork |  |  | Other Building Elements |  | STAGE_3_ENHANCED_INHERITANCE | 90.0% | ENHANCED_CONTEXT_INHERITANCE | True | False | INHERITED_NO_CHANGE | {}
384 | b | Ramp Side walls |  |  | Sqm | 590 | [5 empty] | 0 | 590 | #ERROR! | #ERROR! | RC Side walls - 750mm height Basement 02 - For Plum filling - 0.2 x 0.91 m - 20 m Basement 02 - For Plum filling - 0.2 x 0.91 m - 9.9 m Parapet - 0.2 x 0.75 m - 111.6 m Ground- For Plum filling - 0.2 x 2.15 m - 84.4 m |  | Chunk_36 | LINE_ITEM | Sqm | FORMWORK_SHUTTERING | Formwork |  |  | Other Building Elements |  | STAGE_3_ENHANCED_INHERITANCE | 90.0% | ENHANCED_CONTEXT_INHERITANCE | True | False | INHERITED_WITH_MODIFICATION | {}
385 | E 17 | UG SUMP TANK (Phase 1 & 2) | [12 empty] | 0 | Raw water, Treated water and fire tank |  | Chunk_36 | LINE_ITEM |  | FORMWORK_SHUTTERING | Formwork |  |  | Other Building Elements |  | STAGE_3_ENHANCED_INHERITANCE | 90.0% | ENHANCED_CONTEXT_INHERITANCE | True | False | INHERITED_NO_CHANGE | {}
386 | b | In Walls |  |  | Sqm | 1549 | [5 empty] | 0 | 1549 | #ERROR! | #ERROR! | Pump room - 300mm thick & 4.8m height Tank area - 300mm thick & 4.2m height |  | Chunk_36 | LINE_ITEM | Sqm | FORMWORK_SHUTTERING | Formwork |  |  | Other Building Elements |  | STAGE_3_ENHANCED_INHERITANCE | 90.0% | ENHANCED_CONTEXT_INHERITANCE | True | False | INHERITED_WITH_MODIFICATION | {}
387 | d | Steps & pump room stairs |  |  | Sqm | 25 | [5 empty] | 0 | 25 | #ERROR! | #ERROR! | PHE & Fire pump room stairs |  | Chunk_36 | LINE_ITEM | Sqm | FORMWORK_SHUTTERING | Formwork |  |  | Other Building Elements |  | STAGE_3_ENHANCED_INHERITANCE | 90.0% | ENHANCED_CONTEXT_INHERITANCE | True | False | INHERITED_WITH_MODIFICATION | {}
388 | E 18 | SEWAGE TREATMENT PLANT (Phase 1 & 2) | [12 empty] | 0 |  |  | Chunk_36 | LINE_ITEM |  | FORMWORK_SHUTTERING | Formwork |  |  | Other Building Elements |  | STAGE_3_ENHANCED_INHERITANCE | 90.0% | ENHANCED_CONTEXT_INHERITANCE | True | False | INHERITED_NO_CHANGE | {}
389 | d | Steps & pump room stairs |  |  | Sqm | 25 | [5 empty] | 0 | 25 | #ERROR! | #ERROR! | STP pump room stairs |  | Chunk_36 | LINE_ITEM | Sqm | FORMWORK_SHUTTERING | Formwork |  |  | Other Building Elements |  | STAGE_3_ENHANCED_INHERITANCE | 90.0% | ENHANCED_CONTEXT_INHERITANCE | True | False | INHERITED_NO_CHANGE | {}
390 | E 19 | RAIN WATER SUMP | [12 empty] | 0 |  |  | Chunk_36 | LINE_ITEM |  | FORMWORK_SHUTTERING | Formwork |  |  | Other Building Elements |  | STAGE_3_ENHANCED_INHERITANCE | 90.0% | ENHANCED_CONTEXT_INHERITANCE | True | False | INHERITED_NO_CHANGE | {}
391 | b | Walls |  |  | Sqm | 467 | [5 empty] | 0 | 467 | #ERROR! | #ERROR! | Alround length - 300 thick & 4.3 height |  | Chunk_36 | LINE_ITEM | Sqm | FORMWORK_SHUTTERING | Formwork |  |  | Other Building Elements |  | STAGE_3_ENHANCED_INHERITANCE | 90.0% | ENHANCED_CONTEXT_INHERITANCE | True | False | INHERITED_NO_CHANGE | {}
392 | E 19.1 | STORM WATER SUMP | [12 empty] | 0 | Structural drawing not available Wall thickness considered as per MEP drawings Bottom & Top slab thickness same as rain water tank drawings Ground floor level - Capacity 125 Cum - 1 no's Basement 02 level - Capacity 20 Cum - 2 no's |  | Chunk_36 | LINE_ITEM |  | FORMWORK_SHUTTERING | Formwork |  |  | Other Building Elements |  | STAGE_3_ENHANCED_INHERITANCE | 90.0% | ENHANCED_CONTEXT_INHERITANCE | True | False | INHERITED_NO_CHANGE | {}
393 | b | Walls |  |  | Sqm | 475 | [5 empty] | 0 | 475 | #ERROR! | #ERROR! | Alround length - 200 thick Basment sump 01 - 300mm thick for one wall wchich overlaps with retaining wall |  | Chunk_36 | LINE_ITEM | Sqm | FORMWORK_SHUTTERING | Formwork |  |  | Other Building Elements |  | STAGE_3_ENHANCED_INHERITANCE | 90.0% | ENHANCED_CONTEXT_INHERITANCE | True | False | INHERITED_NO_CHANGE | {}
394 | E 20 | OHT (Phase 1 & 2) | [12 empty] | 0 | Structural drawing not available Wall thickness considered as per MEP drawings Bottom & Top slab thickness same as rain water tank drawings Considered 3 no's for 3 Towers |  | Chunk_37 | LINE_ITEM |  | FORMWORK_SHUTTERING | Formwork |  |  | Other Building Elements |  | STAGE_3_ENHANCED_INHERITANCE | 90.0% | ENHANCED_CONTEXT_INHERITANCE | True | False | INHERITED_NO_CHANGE | {}
395 | b | Walls |  |  | Sqm |  |  | 188 | 188 | 188 | 72 | 636 | 636 | #ERROR! | #ERROR! |  |  | Chunk_37 | LINE_ITEM | Sqm | FORMWORK_SHUTTERING | Formwork |  |  | Other Building Elements |  | STAGE_3_ENHANCED_INHERITANCE | 90.0% | ENHANCED_CONTEXT_INHERITANCE | True | False | INHERITED_NO_CHANGE | {}
396 | E 20.1 | PLATFORM OR PEDESTAL FOR EQUIPMENT. |  |  | Sqm | [6 empty] | 0 | RO | 732 | 0 | Considered in item E5 |  | Chunk_37 | LINE_ITEM | Sqm | FORMWORK_SHUTTERING | Formwork |  |  | Other Building Elements |  | STAGE_3_ENHANCED_INHERITANCE | 90.0% | ENHANCED_CONTEXT_INHERITANCE | True | False | INHERITED_NO_CHANGE | {}
397 | E 20.2 | For DG Room |  |  | Sqm | [6 empty] | 0 | RO |  | 0 |  |  | Chunk_37 | LINE_ITEM | Sqm | FORMWORK_SHUTTERING | Formwork |  |  | Other Building Elements |  | STAGE_3_ENHANCED_INHERITANCE | 90.0% | ENHANCED_CONTEXT_INHERITANCE | True | False | INHERITED_NO_CHANGE | {}
398 | b | Walls |  |  | Sqm | 1305 | [5 empty] | 0 | 1305 | #ERROR! | #ERROR! | 300mm thick & 7.55m height - 97.73 Rmt 300mm thick & 3.05m height - 19.60 Rmt 300mm thick & 2.40m height - 19.60 Rmt |  | Chunk_37 | LINE_ITEM | Sqm | FORMWORK_SHUTTERING | Formwork |  |  | Other Building Elements |  | STAGE_3_ENHANCED_INHERITANCE | 90.0% | ENHANCED_CONTEXT_INHERITANCE | True | False | INHERITED_NO_CHANGE | {}
399 |  | Ground Floor |  |  | Sqm |  |  | 1497 | 1810 | 1540 |  | 4847 | 4847 | #ERROR! | #ERROR! |  |  | Chunk_37 | LINE_ITEM | Sqm | FORMWORK_SHUTTERING | Formwork |  |  | Other Building Elements |  | STAGE_3_ENHANCED_INHERITANCE | 90.0% | ENHANCED_CONTEXT_INHERITANCE | True | False | INHERITED_NO_CHANGE | {}
400 |  | 1st to 5th Floor lvl |  |  | Sqm |  |  | 13338 | 16294 | 13839 |  | 43471 | 43471 | #ERROR! | #ERROR! |  |  | Chunk_37 | LINE_ITEM | Sqm | FORMWORK_SHUTTERING | Formwork |  |  | Other Building Elements |  | STAGE_3_ENHANCED_INHERITANCE | 90.0% | ENHANCED_CONTEXT_INHERITANCE | True | False | INHERITED_WITH_MODIFICATION | {}
401 |  | 6th to 10th Floor lvl |  |  | Sqm |  |  | 13565 | 16589 | 14209 |  | 44363 | 44363 | #ERROR! | #ERROR! |  |  | Chunk_37 | LINE_ITEM | Sqm | FORMWORK_SHUTTERING | Formwork |  |  | Other Building Elements |  | STAGE_3_ENHANCED_INHERITANCE | 90.0% | ENHANCED_CONTEXT_INHERITANCE | True | False | INHERITED_WITH_MODIFICATION | {}
402 |  | 11th to 15th Floor lvl |  |  | Sqm |  |  | 13565 | 16589 | 14209 |  | 44363 | 44363 | #ERROR! | #ERROR! |  |  | Chunk_38 | LINE_ITEM | Sqm | FORMWORK_SHUTTERING | Formwork |  |  | Other Building Elements |  | STAGE_3_ENHANCED_INHERITANCE | 90.0% | ENHANCED_CONTEXT_INHERITANCE | True | False | INHERITED_NO_CHANGE | {}
403 |  | 16th to 20th Floor lvl |  |  | Sqm |  |  | 11278 | 13794 | 13903 |  | 38975 | 38975 | #ERROR! | #ERROR! | Tower A & B - Above Terrace Considered LMR & SHR under RCC works |  | Chunk_38 | LINE_ITEM | Sqm | FORMWORK_SHUTTERING | Formwork |  |  | Other Building Elements |  | STAGE_3_ENHANCED_INHERITANCE | 90.0% | ENHANCED_CONTEXT_INHERITANCE | True | False | INHERITED_NO_CHANGE | {}
404 |  | 21st to Terrace Floor lvl |  |  | Sqm |  |  |  |  | 5524 |  | 5524 | 5524 | #ERROR! | #ERROR! | Tower C - 21, 22nd & Terrace Considered LMR & SHR under RCC works |  | Chunk_38 | LINE_ITEM | Sqm | FORMWORK_SHUTTERING | Formwork |  |  | Other Building Elements |  | STAGE_3_ENHANCED_INHERITANCE | 90.0% | ENHANCED_CONTEXT_INHERITANCE | True | False | INHERITED_NO_CHANGE | {}
405 |  | Ground Floor |  |  | Sqm |  |  | 26 | 25 | 22 |  | 73 | 73 | #ERROR! | #ERROR! |  |  | Chunk_38 | LINE_ITEM | Sqm | FORMWORK_SHUTTERING | Formwork |  |  | Other Building Elements |  | STAGE_3_ENHANCED_INHERITANCE | 90.0% | ENHANCED_CONTEXT_INHERITANCE | True | False | INHERITED_NO_CHANGE | {}
406 |  | 1st to 5th Floor lvl |  |  | Sqm |  |  | 781 | 904 | 756 |  | 2441 | 2441 | #ERROR! | #ERROR! |  |  | Chunk_38 | LINE_ITEM | Sqm | FORMWORK_SHUTTERING | Formwork |  |  | Other Building Elements |  | STAGE_3_ENHANCED_INHERITANCE | 90.0% | ENHANCED_CONTEXT_INHERITANCE | True | False | INHERITED_NO_CHANGE | {}
407 |  | 6th to 10th Floor lvl |  |  | Sqm |  |  | 767 | 909 | 762 |  | 2438 | 2438 | #ERROR! | #ERROR! |  |  | Chunk_38 | LINE_ITEM | Sqm | FORMWORK_SHUTTERING | Formwork |  |  | Other Building Elements |  | STAGE_3_ENHANCED_INHERITANCE | 90.0% | ENHANCED_CONTEXT_INHERITANCE | True | False | INHERITED_NO_CHANGE | {}
408 |  | 11th to 15th Floor lvl |  |  | Sqm |  |  | 767 | 909 | 762 |  | 2438 | 2438 | #ERROR! | #ERROR! |  |  | Chunk_38 | LINE_ITEM | Sqm | FORMWORK_SHUTTERING | Formwork |  |  | Other Building Elements |  | STAGE_3_ENHANCED_INHERITANCE | 90.0% | ENHANCED_CONTEXT_INHERITANCE | True | False | INHERITED_NO_CHANGE | {}
409 |  | 16th to 20th Floor lvl |  |  | Sqm |  |  | 650 | 781 | 741 |  | 2172 | 2172 | #ERROR! | #ERROR! | Tower A & B - Terrace & Above Terrace Considered LMR & SHR under RCC works |  | Chunk_38 | LINE_ITEM | Sqm | FORMWORK_SHUTTERING | Formwork |  |  | Other Building Elements |  | STAGE_3_ENHANCED_INHERITANCE | 90.0% | ENHANCED_CONTEXT_INHERITANCE | True | False | INHERITED_NO_CHANGE | {}
410 |  | 21st Floor lvl |  |  | Sqm |  |  |  |  | 306 |  | 306 | 306 | #ERROR! | #ERROR! | Tower C - 21, 22nd Terrace &Above Terrace Considered LMR & SHR under RCC works |  | Chunk_38 | LINE_ITEM | Sqm | FORMWORK_SHUTTERING | Formwork |  |  | Other Building Elements |  | STAGE_3_ENHANCED_INHERITANCE | 90.0% | ENHANCED_CONTEXT_INHERITANCE | True | False | INHERITED_NO_CHANGE | {}
411 |  | Ground Floor |  |  | Sqm | [6 empty] | 0 | RO | #ERROR! | 0 |  |  | Chunk_38 | LINE_ITEM | Sqm | FORMWORK_SHUTTERING | Formwork |  |  | Other Building Elements |  | STAGE_3_ENHANCED_INHERITANCE | 90.0% | ENHANCED_CONTEXT_INHERITANCE | True | False | INHERITED_NO_CHANGE | {}
412 |  | 1st to 5th Floor lvl |  |  | Sqm |  |  | 3131 | 4068 | 3507 |  | 10706 | 10706 | #ERROR! | #ERROR! |  |  | Chunk_38 | LINE_ITEM | Sqm | FORMWORK_SHUTTERING | Formwork |  |  | Other Building Elements |  | STAGE_3_ENHANCED_INHERITANCE | 90.0% | ENHANCED_CONTEXT_INHERITANCE | True | False | INHERITED_NO_CHANGE | {}
413 |  | 6th to 10th Floor lvl |  |  | Sqm |  |  | 3251 | 4201 | 3733 |  | 11185 | 11185 | #ERROR! | #ERROR! |  |  | Chunk_38 | LINE_ITEM | Sqm | FORMWORK_SHUTTERING | Formwork |  |  | Other Building Elements |  | STAGE_3_ENHANCED_INHERITANCE | 90.0% | ENHANCED_CONTEXT_INHERITANCE | True | False | INHERITED_NO_CHANGE | {}
414 |  | 11th to 15th Floor lvl |  |  | Sqm |  |  | 3251 | 4201 | 3733 |  | 11185 | 11185 | #ERROR! | #ERROR! |  |  | Chunk_38 | LINE_ITEM | Sqm | FORMWORK_SHUTTERING | Formwork |  |  | Other Building Elements |  | STAGE_3_ENHANCED_INHERITANCE | 90.0% | ENHANCED_CONTEXT_INHERITANCE | True | False | INHERITED_NO_CHANGE | {}
415 |  | 16th to 20th Floor lvl |  |  | Sqm |  |  | 3351 | 4304 | 3614 |  | 11269 | 11269 | #ERROR! | #ERROR! | Tower A & B - Terrace & Above Terrace Considered LMR & SHR under RCC works |  | Chunk_38 | LINE_ITEM | Sqm | FORMWORK_SHUTTERING | Formwork |  |  | Other Building Elements |  | STAGE_3_ENHANCED_INHERITANCE | 90.0% | ENHANCED_CONTEXT_INHERITANCE | True | False | INHERITED_NO_CHANGE | {}
416 |  | 21st Floor lvl |  |  | Sqm |  |  |  |  | 2123 |  | 2123 | 2123 | #ERROR! | #ERROR! | Tower C - Terrace & Above Terrace Considered LMR & SHR under RCC works |  | Chunk_38 | LINE_ITEM | Sqm | FORMWORK_SHUTTERING | Formwork |  |  | Other Building Elements |  | STAGE_3_ENHANCED_INHERITANCE | 90.0% | ENHANCED_CONTEXT_INHERITANCE | True | False | INHERITED_NO_CHANGE | {}
417 | E 21.5 | Chejjas / Window box projections including RC bands in elevation / Window sills including projections at all levels as indicated in the dwg & at locations wherever directed by EIC. |  |  | Sqm |  |  | 173 | 310 | 162 |  | 645 | 645 | #ERROR! | #ERROR! | Considered alround RC nibs/bands |  | Chunk_38 | LINE_ITEM | Sqm | FORMWORK_SHUTTERING | Formwork |  |  | Other Building Elements |  | STAGE_3_ENHANCED_INHERITANCE | 90.0% | ENHANCED_CONTEXT_INHERITANCE | True | False | INHERITED_NO_CHANGE | {}
418 |  | Ground floor lvl to 1st floor lvl |  |  | Sqm |  |  | 47 | 47 | 47 |  | 141 | 141 | #ERROR! | #ERROR! |  |  | Chunk_39 | LINE_ITEM | Sqm | FORMWORK_SHUTTERING | Formwork |  |  | Other Building Elements |  | STAGE_3_ENHANCED_INHERITANCE | 90.0% | ENHANCED_CONTEXT_INHERITANCE | True | False | INHERITED_NO_CHANGE | {}
419 |  | 1st floor lvl to 6th floor lvl |  |  | Sqm |  |  | 235 | 235 | 235 |  | 705 | 705 | #ERROR! | #ERROR! |  |  | Chunk_39 | LINE_ITEM | Sqm | FORMWORK_SHUTTERING | Formwork |  |  | Other Building Elements |  | STAGE_3_ENHANCED_INHERITANCE | 90.0% | ENHANCED_CONTEXT_INHERITANCE | True | False | INHERITED_NO_CHANGE | {}
420 |  | 6th floor lvl to 11th floor lvl |  |  | Sqm |  |  | 235 | 235 | 235 |  | 705 | 705 | #ERROR! | #ERROR! |  |  | Chunk_39 | LINE_ITEM | Sqm | FORMWORK_SHUTTERING | Formwork |  |  | Other Building Elements |  | STAGE_3_ENHANCED_INHERITANCE | 90.0% | ENHANCED_CONTEXT_INHERITANCE | True | False | INHERITED_NO_CHANGE | {}
421 |  | 11th floor lvl to 16th floor lvl |  |  | Sqm |  |  | 235 | 235 | 235 |  | 705 | 705 | #ERROR! | #ERROR! |  |  | Chunk_39 | LINE_ITEM | Sqm | FORMWORK_SHUTTERING | Formwork |  |  | Other Building Elements |  | STAGE_3_ENHANCED_INHERITANCE | 90.0% | ENHANCED_CONTEXT_INHERITANCE | True | False | INHERITED_NO_CHANGE | {}
422 |  | 16th floor lvl to 20th floor lvl |  |  | Sqm |  |  | 188 | 188 | 235 |  | 611 | 611 | #ERROR! | #ERROR! |  |  | Chunk_39 | LINE_ITEM | Sqm | FORMWORK_SHUTTERING | Formwork |  |  | Other Building Elements |  | STAGE_3_ENHANCED_INHERITANCE | 90.0% | ENHANCED_CONTEXT_INHERITANCE | True | False | INHERITED_NO_CHANGE | {}
423 |  | 20th floor lvl to Terrace floor lvl |  |  | Sqm |  |  |  |  | 141 |  | 141 | 141 | #ERROR! | #ERROR! |  |  | Chunk_39 | LINE_ITEM | Sqm | FORMWORK_SHUTTERING | Formwork |  |  | Other Building Elements |  | STAGE_3_ENHANCED_INHERITANCE | 90.0% | ENHANCED_CONTEXT_INHERITANCE | True | False | INHERITED_NO_CHANGE | {}
424 | E 21.9 | Nibs / Pardi walls / Upstand / Planter walls / toe wall at all levels as shown in drg. |  |  | Sqm |  |  | 2594 | 2713 | 2867 |  | 8174 | 8174 | #ERROR! | #ERROR! | Considered alround nibs/bands |  | Chunk_39 | LINE_ITEM | Sqm | FORMWORK_SHUTTERING | Formwork |  |  | Other Building Elements |  | STAGE_3_ENHANCED_INHERITANCE | 90.0% | ENHANCED_CONTEXT_INHERITANCE | True | False | INHERITED_NO_CHANGE | {}
425 | a | Parapet @ Terrace lvl & above terrace lvl |  |  | Sqm |  |  | 686 | 779 | 702 |  | 2167 | 2167 | #ERROR! | #ERROR! | Parapet Wall at Terrace level (160mmthick as per architecture drawing) Tower A - 1200mm height - 327 Rmt lenght Tower B - 1200mm height - 321 Rmt lenght Tower C - 1200mm height - 292 Rmt lenght |  | Chunk_39 | LINE_ITEM | Sqm | FORMWORK_SHUTTERING | Formwork |  |  | Other Building Elements |  | STAGE_3_ENHANCED_INHERITANCE | 90.0% | ENHANCED_CONTEXT_INHERITANCE | True | False | INHERITED_NO_CHANGE | {}
426 |  | SUB TOTAL - SHUTTERING WORK | [12 empty] | 0 |  |  | Chunk_39 | LINE_ITEM |  | FORMWORK_SHUTTERING | Formwork |  |  | Other Building Elements |  | STAGE_3_ENHANCED_INHERITANCE | 90.0% | ENHANCED_CONTEXT_INHERITANCE | True | False | INHERITED_NO_CHANGE | {}
427 |  | 1) Minimum of 12 mm thick plywood shuttering of suitable density and confirming to IS 4990:2011 shall be considered for all vertical & horizontal surfaces. | [15 empty] | Chunk_33 | LINE_ITEM |  | FORMWORK_SHUTTERING | Plywood Formwork |  |  | Other Building Elements |  | STAGE_3_ENHANCED_INHERITANCE | 90.0% | ENHANCED_CONTEXT_INHERITANCE | True | False | INHERITED_WITH_MODIFICATION | {}
428 | G 6 | Providing and constructing 110mm burnt brick masonry (brick on edge) ledge walls with approved best quality first class nominal size Table Moulded Bricks of minimum crushing strength 35 kgs / cm2, in cement mortar 1 : 4 (1 Cement : 4 M-sand), etc., complete, as per specifications and drawings. Brick shall be immersed in water for not less than 6 hours immediately before construction. Note: Rate to include shear key / anchorages / MS hold fasts of 3mm thk - 6 Nos/Sqm, fixed to RC wall & embedding in M20 grade concrete. Location : Toilets - At all levels |  |  | Sqm | [6 empty] | 0 | RO | 8823 | 0 | Considered in Solid Bloock Masonry ledge wall (item no. G5) |  | Chunk_44_HEADER | HEADER |  | MASONRY_WALL | Brick Masonry | 1 : 4 |  | Non-loadbearing Items | ACTIVITY PRIORITY CORRECTED: Applied MASONRY_WALL schema based on 'burnt brick masonry' as primary subject of work. | STAGE_2_AI_VERIFIED_WITH_ACTIVITY_PRIORITY | 95.0% | AI_HEADER_VERIFICATION_ACTIVITY_PRIORITY |  |  | HEADER_VERIFICATION | {}
429 | G | MASONRY WORK | [15 empty] | Chunk_39 | LINE_ITEM |  | MASONRY_WALL | Mixed Materials |  |  | Non-loadbearing Items |  | STAGE_3_ENHANCED_INHERITANCE | 90.0% | ENHANCED_CONTEXT_INHERITANCE | False | False | OVERRIDE_NEW_ACTIVITY | {}
430 |  | PREMABLE (i) Manufactured sand (M-sand) confirming to approved gradation, admixture of approved make (FOSROC or equivalent) and dosage as per manufacturer specification to be used in all masonry works. (ii) Basic price of cement is Rs.240/Bag (iii) In case EMPLOYER insist for using river sand in lieu of M-sand, the difference in rate will only be paid. | [15 empty] | Chunk_39 | LINE_ITEM |  | MASONRY_WALL | Mixed Materials |  |  | Non-loadbearing Items |  | STAGE_3_ENHANCED_INHERITANCE | 90.0% | ENHANCED_CONTEXT_INHERITANCE | True | False | INHERITED_WITH_MODIFICATION | {}
431 | G 1.1 | Same as item No G 1, but for Providing & constructing solid concrete block masonry wall in lieu of shuttering to facilitate / support waterproofing member (HDPE sheet) for footings / raft sides @ all level & as per details shown in the drawing and as directed by engineer - in - charge. Location : Footing / raft sides & at locations wherever directed by EIC. |  |  | Sqm | 798 | 95 |  |  |  |  | 0 | 893 | #ERROR! | #ERROR! | Foundation level Tower to non tower transistion area |  | Chunk_40 | LINE_ITEM | Sqm | MASONRY_WALL | Solid Concrete Block |  |  | Foundations (Substructure) |  | STAGE_3_ENHANCED_INHERITANCE | 90.0% | ENHANCED_CONTEXT_INHERITANCE | True | False | INHERITED_WITH_MODIFICATION | {}
432 |  | SUB TOTAL - MASONRY WORKS | [12 empty] | 0 |  |  | Chunk_46 | LINE_ITEM |  | MASONRY_WALL | Solid Concrete Block |  |  | Non-loadbearing Items |  | STAGE_3_ENHANCED_INHERITANCE | 90.0% | ENHANCED_CONTEXT_INHERITANCE | True | False | INHERITED_NO_CHANGE | {}
433 | G 2.1 | Same as specifiation mentioned for 400x150x200mm blockwork, but FOR WINDOW BOXING WORKS (verticals) @ ALL LEVELS AND AS PER DETAILS SHOWN IN THE DRAWING. |  |  | Sqm | [6 empty] | 0 | RO | 1276 | 0 | As per drawings window boxing not available |  | Chunk_41 | LINE_ITEM | Sqm | MASONRY_WALL | Solid Concrete Block |  |  | Other Building Elements |  | STAGE_3_ENHANCED_INHERITANCE | 90.0% | ENHANCED_CONTEXT_INHERITANCE | True | False | INHERITED_WITH_MODIFICATION | {}
434 | G 3.1 | Same as specifiation mentioned for 400x100x200mm blockwork, FOR WINDOW BOXING WORKS (verticals) @ ALL LEVELS AND AS PER DETAILS SHOWN IN THE DRAWING. |  |  | Sqm | [6 empty] | 0 | RO | 1135 | 0 | As per drawings window boxing not available. Project head to confirm if lineitem can be removed |  | Chunk_42 | LINE_ITEM | Sqm | MASONRY_WALL | Solid Concrete Block |  |  | Other Building Elements |  | STAGE_3_ENHANCED_INHERITANCE | 90.0% | ENHANCED_CONTEXT_INHERITANCE | True | False | INHERITED_WITH_MODIFICATION | {}
435 | G 3 | Providing and constructing solid concrete block masonry wall in cement mortar 1 : 4 ( 1 Cement : 4 M-sand) with necessary scaffolding, curing, raking of joints, lead and lift to required height etc., complete. Provide 100 mm wide GI mesh of Arpitha make or equivalent @ every one mtr interval, as per specifications and drawings. Solid concrete block of 400 x 100 x 200 mm and having minimum compressive strength of 35 kg/sq.cm. Location : Lower Basement, Upper Basement, Ground floor to Above terrace lvl (including LMR & SHR) & at locations wherever directed by EIC. |  |  | Sqm | 44 |  | 13 | 0 | 0 | 22 | 35 | 79 | #ERROR! | #ERROR! | All the quantities as per architectural drawing for shafts, ducts and cut out area masonry works (These are not inline with structural drawings). Ground floor 100mm thick - 163 Rmt - 5.95mm height 100mm thick - 270 Rmt - 5.2mm height 100mm thick - 212 Rmt - height varies |  | Chunk_42_HEADER | HEADER |  | MASONRY_WALL | Solid Concrete Block | 1 : 4 |  | Foundations (Substructure) | ACTIVITY PRIORITY CORRECTED: Applied MASONRY_WALL schema based on 'solid concrete block masonry wall' as primary subject of work. | STAGE_2_AI_VERIFIED_WITH_ACTIVITY_PRIORITY | 95.0% | AI_HEADER_VERIFICATION_ACTIVITY_PRIORITY |  |  | HEADER_VERIFICATION | {}
436 | G 5 | Providing and constructing solid concrete block masonry ledge walls in cement mortar 1 : 4 ( 1 Cement : 4 M-sand) including necessary curing, raking of joints, lead and lift to required height etc., complete as per specifications and drawings. Solid concrete block of 400 x 100 x 200 mm and having minimum compressive strength of 35 kg/sq.cm. Location : Toilets at all levels & at locations directed by EIC - At all levels |  |  | Sqm |  |  | 294 | 294 | 502 | 0 | 1090 | 1090 | #ERROR! | #ERROR! | Toilet Legde wall of height 1200mm Tower A - 245 Rmt & Height - 1.2m Tower B - 245 Rmt & Height - 1.2m Tower C - 418 Rmt & Height - 1.2m |  | Chunk_43_HEADER | HEADER |  | MASONRY_WALL | Solid Concrete Block | 1 : 4 |  | Non-loadbearing Items | ACTIVITY PRIORITY CORRECTED: Applied MASONRY_WALL schema based on 'solid concrete block masonry ledge walls' as primary subject of work. | STAGE_2_AI_VERIFIED_WITH_ACTIVITY_PRIORITY | 95.0% | AI_HEADER_VERIFICATION_ACTIVITY_PRIORITY |  |  | HEADER_VERIFICATION | {}
437 | G 1 | Providing and constructing solid concrete block masonry wall in cement mortar 1 : 6 (1 Cement : 6 M-sand) with necessary scaffolding, curing, raking of joints, lead and lift to required height etc., complete as specified. Solid concrete block of size 400 x 200 x 200 mm and having minimum compressive strength of 35 kg/ sq.cm. Location : Basement-2 to Above terrace lvl (including LMR & SHR) & at locations wherever directed by EIC. |  |  | Sqm | 689 |  | 108 | 130 | 94 | 2114 | 2446 | 3135 | #ERROR! | #ERROR! | All the quantities as per architectural drawing for shafts, ducts and cut out area masonry works (These are not inline with structural drawings). Ground floor 200mm thick - 163 Rmt - 5.95mm height 200mm thick - 270 Rmt - 5.2mm height 200mm thick - 282 Rmt - height varies As per BEL instruction; Club house 300mm masonry walls considered in 200mm thick block work |  | Chunk_40_HEADER | HEADER |  | MASONRY_WALL | Solid Concrete Block | 1 : 6 |  | Foundations (Substructure) | ACTIVITY PRIORITY CORRECTED: Strict schema for MASONRY_WALL applied. The primary activity is 'constructing solid concrete block masonry wall', not general concrete work. | STAGE_2_AI_VERIFIED_WITH_ACTIVITY_PRIORITY | 95.0% | AI_HEADER_VERIFICATION_ACTIVITY_PRIORITY |  |  | HEADER_VERIFICATION | {}
438 | G 2 | Providing and constructing solid concrete block masonry wall in cement mortar 1 : 6 ( 1 Cement : 6 M-sand) with necessary scaffolding, curing, raking of joints, lead and lift to required height etc., complete as specified. Solid concrete block of size 400 x 150 x 200 mm and having minimum compressive strength of 35 kg/sq.cm. At all levels. Location : Basement-2 to Above terrace lvl (including LMR & SHR) & at locations wherever directed by EIC. |  |  | Sqm | 2040 |  | 261 | 267 | 383 | 0 | 911 | 2951 | #ERROR! | #ERROR! | All the quantities as per architectural drawing for shafts, ducts and cut out area masonry works (These are not inline with structural drawings). Ground floor 150mm thick - 163 Rmt - 5.95mm height 150mm thick - 270 Rmt - 5.2mm height 150mm thick - 223 Rmt - height varies Terrace Floor LMR and SHR considered as under solid block masonry |  | Chunk_41_HEADER | HEADER |  | MASONRY_WALL | Solid Concrete Block | 1 : 6 |  | Foundations (Substructure) | ACTIVITY PRIORITY CORRECTED: Strict schema for MASONRY_WALL applied. The primary activity is 'constructing solid concrete block masonry wall', not general concrete work. | STAGE_2_AI_VERIFIED_WITH_ACTIVITY_PRIORITY | 95.0% | AI_HEADER_VERIFICATION_ACTIVITY_PRIORITY |  |  | HEADER_VERIFICATION | {}
439 | G 8 | Providing and constructing solid concrete block masonry in cement mortar 1 : 6 (1 Cement : 6 M-sand) with necessary scaffolding, curing, raking of joints, lead and lift to required height etc., complete as specified. Solid concrete block of size 400 x 200 / 150 / 100 x 200 mm and having minimum compressive strength of 35 kg/ sq.cm. Unit of measurement in "Cum" Location: Tower Entrance steps & At locations wherever directed by EIC. |  |  | CUM | 34 |  | 4 | 5 | 6 | 0 | 15 | 49 | #ERROR! | #ERROR! | All lobby entrance steps at basemens & ground floor |  | Chunk_46_HEADER | HEADER |  | MASONRY_WALL | Solid Concrete Block | 1 : 6 |  | Non-loadbearing Items | ACTIVITY PRIORITY CORRECTED: Applied MASONRY_WALL schema based on 'solid concrete block masonry' as primary subject of work. | STAGE_2_AI_VERIFIED_WITH_ACTIVITY_PRIORITY | 95.0% | AI_HEADER_VERIFICATION_ACTIVITY_PRIORITY |  |  | HEADER_VERIFICATION | {}
440 | L 3 | Construction of catch basin of following size using 200 mm thick solid concrete block masonry wall in CM 1:6 ( 1 Cement : 6 M-sand) over a bed of 150 mm thick PCC 1 : 4 : 8 using M-sand including necessary benching & channelling, internal walls shall be plastered smooth in CM 1:3( 1 Cement : 3 M-sand) and external walls plastered CM 1:3 ( 1 Cement : 3 M-sand) with sponge finish also providing and fixing of PVC rungs at suitable intervals as shown in dwg. Rate to include for providing & fixing of Pre cast RCC cover of approved manufacturers like M/s.Everest /DM precast (or) equivalent. The top surface of the catch basin grating shall be flushed to the flooring level and making suitable outlet arrangement to lateral drain with necessary excavation, back filling with the selected earth. with all leads and lifts etc., complete. | [12 empty] | 0 |  |  | Chunk_80_HEADER | HEADER |  | MASONRY_WALL | Solid Concrete Block | 1:6 |  | Load-bearing Structural Frame | ACTIVITY PRIORITY CORRECTED: Strict schema for MASONRY_WALL applied. The primary activity is the construction of a catch basin using a solid concrete block masonry wall. Other elements like PCC bed and plastering are components of the catch basin construction. | STAGE_2_AI_VERIFIED_WITH_ACTIVITY_PRIORITY | 95.0% | AI_HEADER_VERIFICATION_ACTIVITY_PRIORITY |  |  | HEADER_VERIFICATION | {}
441 | G 7 | Providing and constructing Size Stone masonry in CM 1 : 6 ( 1 Cement : 6 M-sand) including flush pointing, through bond stones to be provided at every course at 2.0 M regular intervals including raking out joints, hammer dressing of sides to required sizes and shapes including , scaffolding, curing etc. complete as specified. |  |  | CUM | [6 empty] | 0 | RO | 7632 | 0 | Not shown in the drawing |  | Chunk_45_HEADER | HEADER |  | MASONRY_WALL | Stone Masonry | 1 : 6 |  | Non-loadbearing Items | ACTIVITY PRIORITY CONFIRMED: constructing | STAGE_2_AI_VERIFIED_WITH_ACTIVITY_PRIORITY | 95.0% | AI_HEADER_VERIFICATION_ACTIVITY_PRIORITY |  |  | HEADER_VERIFICATION | {}
442 | N 24 | Alternate item to N22: Providing 100mm high 10mm thick cement plaster skirting with cement mortar 1 : 4 (1 Cement : 4 M-sand) without lime rendering including curing. etc., complete as per drawing. Location : For stair sides at all levels |  |  | Rmt | 0 | 0 | 0 | 0 | 0 | 0 | 0 | RO | #ERROR! | 0 |  |  | Chunk_106 | LINE_ITEM | Rmt | PLASTERING_WORK | Cement Plaster |  | 100mm thickness | Other Building Elements |  | STAGE_3_ENHANCED_INHERITANCE | 90.0% | ENHANCED_CONTEXT_INHERITANCE | False | False | OVERRIDE_NEW_ACTIVITY | {}
443 | R 3.3 | Plastering 20 mm thick in CM 1:4 for wall mixed with waterproofing compound, dosage as per manufacture specification. The rate shall include all lead , lift and curing, etc. complete as per specification and directions of Engineer-in-charge. |  |  | Sqm | 0 | 0 | 0 | 0 | 8 | 0 | 8 | 8 | 381 | 3048 |  |  | Chunk_168 | LINE_ITEM | Sqm | PLASTERING_WORK | Cement Plaster with waterproofing compound |  | 20mm thickness | Other Building Elements |  | STAGE_3_ENHANCED_INHERITANCE | 90.0% | ENHANCED_CONTEXT_INHERITANCE | False | False | OVERRIDE_UNIT_CONTRADICTION | {}
444 | a | Basement - 2 Floor |  |  | Sqm | 1736 | [5 empty] | 0 | 1736 | #ERROR! | #ERROR! | Basement 2 |  | Chunk_48 | LINE_ITEM | Sqm | PLASTERING_WORK | Cement Plastering |  |  | Foundations (Substructure) |  | STAGE_3_ENHANCED_INHERITANCE | 90.0% | ENHANCED_CONTEXT_INHERITANCE | True | False | INHERITED_NO_CHANGE | {}
445 | b | Basement - 1 Floor |  |  | Sqm | 2479 | [5 empty] | 0 | 2479 | #ERROR! | #ERROR! | Basement 1 |  | Chunk_48 | LINE_ITEM | Sqm | PLASTERING_WORK | Cement Plastering |  |  | Foundations (Substructure) |  | STAGE_3_ENHANCED_INHERITANCE | 90.0% | ENHANCED_CONTEXT_INHERITANCE | True | False | INHERITED_NO_CHANGE | {}
446 | a | Basement - 2 Floor |  |  | Sqm | 0 | 0 | 0 | 0 | 0 | 0 | 0 | RO | 413 | 0 |  |  | Chunk_49 | LINE_ITEM | Sqm | PLASTERING_WORK | Cement Plastering |  |  | Foundations (Substructure) |  | STAGE_3_ENHANCED_INHERITANCE | 90.0% | ENHANCED_CONTEXT_INHERITANCE | True | False | INHERITED_NO_CHANGE | {}
447 | b | Basement - 1 Floor |  |  | Sqm | 34 | 0 | 0 | 0 | 0 | 0 | 0 | 34 | 413 | 14042 | Only for service rooms |  | Chunk_49 | LINE_ITEM | Sqm | PLASTERING_WORK | Cement Plastering |  |  | Foundations (Substructure) |  | STAGE_3_ENHANCED_INHERITANCE | 90.0% | ENHANCED_CONTEXT_INHERITANCE | True | False | INHERITED_NO_CHANGE | {}
448 | c | Ground Floor to Above terrace floor |  |  | Sqm |  |  | 653 | 387 | 753 | 3296 | 5089 | 5089 | #ERROR! | #ERROR! | PS Shaft, LMR and SHR Club house |  | Chunk_48 | LINE_ITEM | Sqm | PLASTERING_WORK | Cement Plastering |  |  | Other Building Elements |  | STAGE_3_ENHANCED_INHERITANCE | 90.0% | ENHANCED_CONTEXT_INHERITANCE | True | False | INHERITED_NO_CHANGE | {}
449 | d | Double Ht. entrance lobby wall - GF |  |  | Sqm |  |  | 316 | 385 | 428 | 0 | 1129 | 1129 | #ERROR! | #ERROR! | Ground floor |  | Chunk_48 | LINE_ITEM | Sqm | PLASTERING_WORK | Cement Plastering |  |  | Other Building Elements |  | STAGE_3_ENHANCED_INHERITANCE | 90.0% | ENHANCED_CONTEXT_INHERITANCE | True | False | INHERITED_NO_CHANGE | {}
450 |  | Location :Internal ceiling plastering, service area ceiling, LMR/SHR ceiling & at locations wherever directed by EIC. | [12 empty] | 0 |  |  | Chunk_49 | LINE_ITEM |  | PLASTERING_WORK | Cement Plastering |  |  | Other Building Elements |  | STAGE_3_ENHANCED_INHERITANCE | 90.0% | ENHANCED_CONTEXT_INHERITANCE | True | False | INHERITED_NO_CHANGE | {}
451 | c | Stilt |  |  | Sqm | 0 | 0 | 0 | 0 | 0 | 0 | 0 | RO | 413 | 0 |  |  | Chunk_49 | LINE_ITEM | Sqm | PLASTERING_WORK | Cement Plastering |  |  | Other Building Elements |  | STAGE_3_ENHANCED_INHERITANCE | 90.0% | ENHANCED_CONTEXT_INHERITANCE | True | False | INHERITED_NO_CHANGE | {}
452 | d | Ground Floor to Above terrace floor |  |  | Sqm |  |  | 39 | 57 | 66 | 1048 | 1210 | 1210 | 481 | 582010 | For Club house |  | Chunk_49 | LINE_ITEM | Sqm | PLASTERING_WORK | Cement Plastering |  |  | Other Building Elements |  | STAGE_3_ENHANCED_INHERITANCE | 90.0% | ENHANCED_CONTEXT_INHERITANCE | True | False | INHERITED_NO_CHANGE | {}
453 | e | Double Ht. entrance lobby wall - FF |  |  | Sqm | [6 empty] | 0 | RO | 446 | 0 |  |  | Chunk_49 | LINE_ITEM | Sqm | PLASTERING_WORK | Cement Plastering |  |  | Other Building Elements |  | STAGE_3_ENHANCED_INHERITANCE | 90.0% | ENHANCED_CONTEXT_INHERITANCE | True | False | INHERITED_NO_CHANGE | {}
454 | H 6 | Extra over item no. H 5 for providing and removal of scaffolding for plastering for ceilings beyond 4.50m height and every rise of 1.50m height and wherever instructed by EIC . Plan area will be considered for measurement. Locations -Entrance lobby & at locations directed by EIC. Note: Instances wherein scaffolding height done is less than 1.5m beyond 4.5m (say 1m), billing/Rate will be worked out on prorata basis considering exact height executed. Location : Double ht entrance lobby & at locations directed by EIC. |  |  | Sqm | [5 empty] | 925 | 925 | 925 | 148 | 136900 |  |  | Chunk_49 | LINE_ITEM | Sqm | PLASTERING_WORK | Cement Plastering |  |  | Other Building Elements |  | STAGE_3_ENHANCED_INHERITANCE | 90.0% | ENHANCED_CONTEXT_INHERITANCE | True | False | INHERITED_NO_CHANGE | {}
455 | H.8.1 | Lift Lobby |  |  | Sqm |  |  | 75 | 75 | 88 | 266 | 504 | 504 | #ERROR! | #ERROR! |  |  | Chunk_51 | LINE_ITEM | Sqm | PLASTERING_WORK | Cement Plastering |  |  | Other Building Elements |  | STAGE_3_ENHANCED_INHERITANCE | 90.0% | ENHANCED_CONTEXT_INHERITANCE | True | False | INHERITED_NO_CHANGE | {}
456 | H.8.2 | Toilet Dado |  |  | Sqm |  |  | 5762 | 5742 | 7289 |  | 18793 | 18793 | #ERROR! | #ERROR! | Project head to confirm toilet rough plastering line item required or not |  | Chunk_51 | LINE_ITEM | Sqm | PLASTERING_WORK | Cement Plastering |  |  | Other Building Elements |  | STAGE_3_ENHANCED_INHERITANCE | 90.0% | ENHANCED_CONTEXT_INHERITANCE | True | False | INHERITED_NO_CHANGE | {}
457 | a | For internal ceiling at all levels & at locations wherever directed by EIC |  |  | Sqm |  |  | 8834 | 12255 | 11356 |  | 32445 | 32445 | 575 | 18655875 | Project head to confirm line item required or not |  | Chunk_52 | LINE_ITEM | Sqm | PLASTERING_WORK | Cement Plastering |  |  | Other Building Elements |  | STAGE_3_ENHANCED_INHERITANCE | 90.0% | ENHANCED_CONTEXT_INHERITANCE | True | False | INHERITED_NO_CHANGE | {}
458 |  | SUB TOTAL PLASTERING WORKS | [12 empty] | 76101234 |  |  | Chunk_52 | LINE_ITEM |  | PLASTERING_WORK | Cement Plastering |  |  | Other Building Elements |  | STAGE_3_ENHANCED_INHERITANCE | 90.0% | ENHANCED_CONTEXT_INHERITANCE | True | False | INHERITED_NO_CHANGE | {}
459 | a | Location : Lift pit Inner side walls |  |  | Sqm | 215 | 9 |  |  |  |  | 0 | 224 | #ERROR! | 0 | Inner walls only |  | Chunk_158 | LINE_ITEM | Sqm | PLASTERING_WORK | Cement Plastering |  |  | Other Building Elements |  | STAGE_3_ENHANCED_INHERITANCE | 90.0% | ENHANCED_CONTEXT_INHERITANCE | True | False | INHERITED_NO_CHANGE | {}
460 | b | Location : UG Sump tank & Storm water & Roof water Collection sump - Inner walls |  |  | Sqm | 890 | 0 |  |  |  |  | 0 | 890 | #ERROR! | 0 | Inner walls only |  | Chunk_158 | LINE_ITEM | Sqm | PLASTERING_WORK | Cement Plastering |  |  | Other Building Elements |  | STAGE_3_ENHANCED_INHERITANCE | 90.0% | ENHANCED_CONTEXT_INHERITANCE | True | False | INHERITED_NO_CHANGE | {}
461 | c | Location : STP - Inner walls |  |  | Sqm | 1413 | 0 |  |  |  |  | 0 | 1413 | #ERROR! | 0 | Inner walls only |  | Chunk_158 | LINE_ITEM | Sqm | PLASTERING_WORK | Cement Plastering |  |  | Other Building Elements |  | STAGE_3_ENHANCED_INHERITANCE | 90.0% | ENHANCED_CONTEXT_INHERITANCE | True | False | INHERITED_NO_CHANGE | {}
462 | d | Location : Planter Box - Inner walls |  |  | Sqm | 32 | 0 |  |  |  |  | 0 | 32 | #ERROR! | 0 | Planters assumed near entrance lobby since the details are not available 02 no's of 1500x600mm - 1.5m depth 01 no's of 2000x1200mm - 1.5m depth |  | Chunk_158 | LINE_ITEM | Sqm | PLASTERING_WORK | Cement Plastering |  |  | Other Building Elements |  | STAGE_3_ENHANCED_INHERITANCE | 90.0% | ENHANCED_CONTEXT_INHERITANCE | True | False | INHERITED_NO_CHANGE | {}
463 | H 5 | Plastering with 12 MM thick cement mortar 1 : 4( 1 Cement : 4 M-sand) without lime rendering including necessary scaffolding, curing. etc., complete as per drawing. For ceiling plaster, bottom of beams, undersides of staircase, slab projections. | [12 empty] | 0 | Internal ceiling considered in gypsum plastering. Hence qty not considered. |  | Chunk_49_HEADER | HEADER |  | PLASTERING_WORK | Cement Plastering | 1 : 4 | 12mm thickness | Load-bearing Structural Frame | ACTIVITY PRIORITY CONFIRMED: Plastering | STAGE_2_AI_VERIFIED_WITH_ACTIVITY_PRIORITY | 95.0% | AI_HEADER_VERIFICATION_ACTIVITY_PRIORITY |  |  | HEADER_VERIFICATION | {}
464 | H 3 | Providing 15mm thick internal plastering with cement mortar 1 : 6 (1 Cement : 6 M-sand) without lime rendering including packing of PVC conduits wherever applicable and applying dash coat of cement mortar for fixing GI expanded mesh, necessary scaffolding and curing etc., complete as per specification for Internal walls/sides of beams and other vertical surfaces etc., complete as per directions of EIC. Note:. P&F of GI mesh will be under relevant item of work. Location : Internal wall plastering at all levels, lobby & service area outer wall, service area inner wall, LMR/SHR inner wall, Estate manger rooms & GF Double Ht. entrance lobby wall & at locations wherever directed by EIC. | [12 empty] | 0 | All the quantities as per architectural drawing for shafts, ducts and cut out area plastering works (These are not inline with structural drawings). |  | Chunk_48_HEADER | HEADER |  | PLASTERING_WORK | Cement Plastering | 1 : 6 | 15mm thickness | Load-bearing Structural Frame | ACTIVITY PRIORITY CONFIRMED: Providing plastering | STAGE_2_AI_VERIFIED_WITH_ACTIVITY_PRIORITY | 95.0% | AI_HEADER_VERIFICATION_ACTIVITY_PRIORITY |  |  | HEADER_VERIFICATION | {}
465 | H 8 | Rough Plastering Providing rough plastering with CM 1 : 6 (1 Cement : 6 M-sand), 12 mm thick backing coat for Dado at all levels including packing of PVC conduits wherever applicable and applying dash coat of cement mortar for fixing GI expanded mesh wherever required including necessary scaffolding, curing, zari work, etc., complete as per directions of EIC. Location: Lift lobby & Toilet dado at all levels & at locations wherever directed by EIC. | [13 empty] | Considered the Toilet dadoing area up to 2.40m height and lift lobby dado |  | Chunk_51_HEADER | HEADER |  | PLASTERING_WORK | Cement Plastering | 1 : 6 | 12mm thickness | Other Building Elements | ACTIVITY PRIORITY CONFIRMED: Providing plastering | STAGE_2_AI_VERIFIED_WITH_ACTIVITY_PRIORITY | 95.0% | AI_HEADER_VERIFICATION_ACTIVITY_PRIORITY |  |  | HEADER_VERIFICATION | {}
466 | K8 | Plastering 20 mm thick in CM 1:4 for wall mixed with waterproofing compound, dosage as per manufacture specification. The rate shall include all lead , lift and curing, necessary scaffolding if required etc. complete as per specification and directions of Engineer-in-charge for the below mentioned locations. Cement basic price: Rs. 240/Bag | [15 empty] | Chunk_158_HEADER | HEADER |  | PLASTERING_WORK | Cement Plastering | 1:4 | 20mm thickness | Other Building Elements | ACTIVITY PRIORITY CONFIRMED: Plastering | STAGE_2_AI_VERIFIED_WITH_ACTIVITY_PRIORITY | 95.0% | AI_HEADER_VERIFICATION_ACTIVITY_PRIORITY |  |  | HEADER_VERIFICATION | {}
467 | H 2 | Providing Sand face Plaster, 15mm thick in cement mortar 1:6 (1 Cement : 6 M-sand) including necessary scaffolding and curing, fixing GI mesh of Arpitha make or equivalent mesh if required with necessary fasteners at junction of dissimilar materials, curing etc., complete as per specification. Cost and fixing of mesh shall be included in the rates if required. For projections - Boxing around window openings including lintel & cill level projections at all levels / coping & at locations wherever directed by EIC. Locations: |  |  | Sqm | [6 empty] | 0 | RO | 552 | 0 | Since this is Aluminium shuttering project, external plastering not considered. Project head to confirm if required. |  | Chunk_47_HEADER | HEADER |  | PLASTERING_WORK | Cement Plastering | 1:6 | 15mm thickness | Other Building Elements | ACTIVITY PRIORITY CONFIRMED: Providing Plaster | STAGE_2_AI_VERIFIED_WITH_ACTIVITY_PRIORITY | 95.0% | AI_HEADER_VERIFICATION_ACTIVITY_PRIORITY |  |  | HEADER_VERIFICATION | {}
468 | H 9 | Providing 15 mm thick sand face plaster to following with cement mortar 1 : 6 ( 1 Cement : 6 M-sand) mixed with integral water proofing compound as per manufacturers specification, including necessary scaffolding and curing, fixing GI mesh of Arpitha make or equivalent mesh with necessary fasteners at junction of dissimilar materials, curing etc., complete as per specification. Cost and fixing of mesh shall be included in the rates. Consider mesh for quoting @ 0.39 rmt/ sqm. Location : Duct wall excluding Lift shaft RC walls at all levels & at locations wherever directed by EIC. |  |  | Sqm | 2493 |  | 307 | 181 | 440 | 490 | 1418 | 3911 | #ERROR! | #ERROR! | Considered the Basement and Upper floor duct and shaft |  | Chunk_52_HEADER | HEADER |  | PLASTERING_WORK | Cement Plastering | 1:6 | 15mm thickness | Other Building Elements | ACTIVITY PRIORITY CONFIRMED: Providing plaster | STAGE_2_AI_VERIFIED_WITH_ACTIVITY_PRIORITY | 95.0% | AI_HEADER_VERIFICATION_ACTIVITY_PRIORITY |  |  | HEADER_VERIFICATION | {}
469 | H 1 | Providing External plastering 25 mm thk. in two coats, under layer 15 mm thk in CM 1 : 6( 1 Cement : 6 M-sand), top layer 10 mm thk in CM 1 : 4( 1 Cement : 4 M-sand) sponge finish, rate to include for providing recron fibre or equivalent as per manufacturer's specifications (125gms /bag for both the coats)& also including Integral waterproofing compound 2% by weight for both coats, as per manufacturers specifications, including providing necessary steel scaffolding and curing.etc complete. GI mesh of Arpitha make or equivalent to be fixed at the junction of dissimilar materials by necessary fasteners, providing drip moulds, Plastering at all levels, including slab projections, Chejjas and as per drawings / as per instructions of EIC. Cost OF fixing mesh shall be included in the rates. Consider mesh @ 0.63 rmt/sqm for quoting. Location : External wall plastering at all levels & at locations wherever directed by EIC. |  |  | Sqm |  |  | 200 | 200 | 200 | 3329 | 3929 | 3929 | 783 | 3076407 | Since this is Aluminium shuttering project, external plastering not considered. Project head to confirm if required. |  | Chunk_46 | LINE_ITEM | Sqm | PLASTERING_WORK | External Plaster |  | 25mm thickness | Load-bearing Structural Frame |  | STAGE_3_ENHANCED_INHERITANCE | 90.0% | ENHANCED_CONTEXT_INHERITANCE | True | False | INHERITED_WITH_MODIFICATION | {}
470 | H 11 | Providing & Applying one coat of Gypsum Plastering of 8-10mm thickness of approved make (Gyproc from Saint Gobain or any other equivalent) as per manufacturers specification to Walls/ Ceilings/ Beams/ Staircases, etc., finishing to line and level being a direct application, adding water in appropriate mix ratio, including all leads and lifts of materials, scaffolding, staging, etc., complete, as per standard specifications / approved drawings and as directed by engineer - in - charge. Basic rate Rs. 260 /- per 25 kg Gypsum bag. | [12 empty] | 0 |  |  | Chunk_52 | LINE_ITEM |  | PLASTERING_WORK | Gypsum Plastering |  | 10mm thickness | Load-bearing Structural Frame |  | STAGE_3_ENHANCED_INHERITANCE | 90.0% | ENHANCED_CONTEXT_INHERITANCE | False | False | OVERRIDE_NEW_ACTIVITY | {}
471 | b | Same as above but for gypsum plastering upto 5mm thk For internal walls at all levels & at locations wherever directed by EIC |  |  | Sqm |  |  | 27808 | 34597 | 30875 |  | 93280 | 93280 | 575 | 53636000 | Complete qty considered under upto 5mm thk lineitem, Project head to confirmif qty has to be splitted |  | Chunk_52 | LINE_ITEM | Sqm | PLASTERING_WORK | Gypsum Plastering |  | 5mm thickness | Non-loadbearing Items |  | STAGE_3_ENHANCED_INHERITANCE | 90.0% | ENHANCED_CONTEXT_INHERITANCE | False | False | OVERRIDE_NEW_ACTIVITY | {}
472 | c | Same as above but for gypsum plastering upto 8mm thk For internal walls at all levels & at locations wherever directed by EIC |  |  | Sqm |  |  | 0 | 0 | 0 |  | 0 | RO | 575 | 0 |  |  | Chunk_52 | LINE_ITEM | Sqm | PLASTERING_WORK | Gypsum Plastering |  | 8mm thickness | Non-loadbearing Items |  | STAGE_3_ENHANCED_INHERITANCE | 90.0% | ENHANCED_CONTEXT_INHERITANCE | False | False | OVERRIDE_NEW_ACTIVITY | {}
473 | H | PLASTERING WORKS | [15 empty] | Chunk_46 | LINE_ITEM |  | PLASTERING_WORK | Plaster |  |  | Other Building Elements |  | STAGE_3_ENHANCED_INHERITANCE | 90.0% | ENHANCED_CONTEXT_INHERITANCE | False | False | OVERRIDE_NEW_ACTIVITY | {}
474 |  | PREMABLE (i) Quoted rate to include to achieve true to square, line and level for all openings by providing/using suitable template(made of aluminium sections) in order to maintain uniformity and standardisation in size of openings . If plastering to the openings done does not comply to required standards, the same needs to be done/corrected at the contractor's cost. (ii) In case EMPLOYER insist for using river sand in lieu of M-sand, the difference in rate will only be paid. (iii) Manufactured sand (M-sand) confirming to approved gradation, admixture of approved make (FOSROC or equivalent) and dosage as per manufacturer specification to be used in all plastering works. (iv) Hacking to be done for all concrete surfaces before plastering as per directions of EIC (v) Basic price of Cement : Rs.240/Bag | [15 empty] | Chunk_46 | LINE_ITEM |  | PLASTERING_WORK | Plaster |  |  | Other Building Elements |  | STAGE_3_ENHANCED_INHERITANCE | 90.0% | ENHANCED_CONTEXT_INHERITANCE | True | False | INHERITED_WITH_MODIFICATION | {}
475 | g | 15mm thick plastering in CM 1 : 5 to drain inner face. Refer Preamble - SL.NO: H |  |  | sqm | 48 | [5 empty] | 0 | 48 | #ERROR! | #ERROR! |  |  | Chunk_87 | LINE_ITEM | sqm | PLASTERING_WORK | Plaster |  | 15mm thickness | Other Building Elements |  | STAGE_3_ENHANCED_INHERITANCE | 90.0% | ENHANCED_CONTEXT_INHERITANCE | False | False | OVERRIDE_NEW_ACTIVITY | {}
476 | R 1.2 | Plastering 20 mm thick in CM 1:4 for wall mixed with waterproofing compound, dosage as per manufacture specification. The rate shall include all lead , lift and curing, etc. complete as per specification and directions of Engineer-in-charge. |  |  | Sqm | 229 | 0 | 0 |  |  |  | 0 | 229 | #ERROR! | #ERROR! | For podium parapet walls |  | Chunk_160 | LINE_ITEM | Sqm | PLASTERING_WORK | Plaster |  | 20mm thickness | Other Building Elements |  | STAGE_3_ENHANCED_INHERITANCE | 90.0% | ENHANCED_CONTEXT_INHERITANCE | False | False | OVERRIDE_NEW_ACTIVITY | {}
477 | R 2.2 | Plastering 20 mm thick in CM 1:4 for wall mixed with waterproofing compound, dosage as per manufacture specification. The rate shall include all lead , lift and curing, etc. complete as per specification and directions of Engineer-in-charge. | [15 empty] | Chunk_163 | LINE_ITEM |  | PLASTERING_WORK | Plaster |  | 20mm thickness | Other Building Elements |  | STAGE_3_ENHANCED_INHERITANCE | 90.0% | ENHANCED_CONTEXT_INHERITANCE | False | False | OVERRIDE_NEW_ACTIVITY | {}
478 | a | Location - Toilets, |  |  | Sqm |  |  | 1076 | 1075 | 1363 | 146 | 3660 | 3660 | #ERROR! | #ERROR! | Considered for vertical surface (Sunk + 300mm) |  | Chunk_163 | LINE_ITEM | Sqm | PLASTERING_WORK | Plaster |  |  | Other Building Elements |  | STAGE_3_ENHANCED_INHERITANCE | 90.0% | ENHANCED_CONTEXT_INHERITANCE | False | False | OVERRIDE_UNIT_CONTRADICTION | {}
479 | b | Location - Balcony |  |  | Sqm |  |  | 633 | 517 | 986 | 0 | 2136 | 2136 | #ERROR! | #ERROR! | Considered for vertical surface (Sunk + 300mm) |  | Chunk_163 | LINE_ITEM | Sqm | PLASTERING_WORK | Plaster |  |  | Other Building Elements |  | STAGE_3_ENHANCED_INHERITANCE | 90.0% | ENHANCED_CONTEXT_INHERITANCE | False | False | OVERRIDE_UNIT_CONTRADICTION | {}
480 | c | Location - Utility |  |  | Sqm |  |  | 432 | 464 | 457 | 0 | 1353 | 1353 | #ERROR! | #ERROR! | Considered for vertical surface (Sunk + 300mm) |  | Chunk_163 | LINE_ITEM | Sqm | PLASTERING_WORK | Plaster |  |  | Other Building Elements |  | STAGE_3_ENHANCED_INHERITANCE | 90.0% | ENHANCED_CONTEXT_INHERITANCE | False | False | OVERRIDE_UNIT_CONTRADICTION | {}
481 | d | Location - Kitchen |  |  | Sqm | [6 empty] | 0 | RO | #ERROR! | 0 | Sunken slab not mentioned in kitchen |  | Chunk_163 | LINE_ITEM | Sqm | PLASTERING_WORK | Plaster |  |  | Other Building Elements |  | STAGE_3_ENHANCED_INHERITANCE | 90.0% | ENHANCED_CONTEXT_INHERITANCE | False | False | OVERRIDE_UNIT_CONTRADICTION | {}
482 | R 6.1 | Plastering 20 mm thick in CM 1:4 for wall mixed with waterproofing compound, dosage as per manufacture specification. The rate shall include all lead , lift and curing, necessary scaffolding if required etc. complete as per specification and directions of Engineer-in-charge for the below mentioned locations. Location : OHT - Inner walls |  |  | Sqm |  |  | 101 | 101 | 101 |  | 303 | 303 | 381 | 115443 | All the dmensions as per MEP drawings 125mm screed considered Tower C - OHT details are avilable and considered same for Tower A & B Clubhouse OHT is as per Architectural provision drawings |  | Chunk_174 | LINE_ITEM | Sqm | PLASTERING_WORK | Plaster |  | 20mm thickness | Other Building Elements |  | STAGE_3_ENHANCED_INHERITANCE | 90.0% | ENHANCED_CONTEXT_INHERITANCE | False | False | OVERRIDE_NEW_ACTIVITY | {}
483 | N 37 | Providing and spreading 25mm thick average POP after clearing the laitance and debris over granite flooring POP should remain intact till handing over, removed & disposed out of site after completion, etc., complete Location : At locations wherever directed by EIC. |  |  | Sqm |  |  | 580 | 736 | 740 | 0 | 2056 | 2056 | 100 | 205600 | Considered Flooring, skirting, ramp, entry staircase for granite flooring |  | Chunk_131 | LINE_ITEM | Sqm | PLASTERING_WORK | Plaster of Paris (POP) |  | 25mm thickness | Other Building Elements |  | STAGE_3_ENHANCED_INHERITANCE | 90.0% | ENHANCED_CONTEXT_INHERITANCE | False | False | OVERRIDE_NEW_ACTIVITY | {}
484 | R 3.3 | Plastering 20 mm thick in CM 1:4 for wall mixed with waterproofing compound, dosage as per manufacture specification. The rate shall include all lead , lift and curing, etc. complete as per specification and directions of Engineer-in-charge. |  |  | Sqm | 0 | 0 | 179 | 193 | 158 | 80 | 610 | 610 | 381 | 232410 | Plastering is considered till the coving height |  | Chunk_165 | LINE_ITEM | Sqm | PLASTERING_WORK | Plaster with waterproofing compound |  | 20mm thickness | Other Building Elements |  | STAGE_3_ENHANCED_INHERITANCE | 90.0% | ENHANCED_CONTEXT_INHERITANCE | False | False | OVERRIDE_UNIT_CONTRADICTION | {}
485 | R 4.3 | Plastering 20 mm thick in CM 1:4 for wall mixed with waterproofing compound, dosage as per manufacture specification. The rate shall include all lead , lift and curing, etc. complete as per specification and directions of Engineer-in-charge. |  |  | Sqm | 4 | 4 |  |  | 8 |  | 8 | 16 | 381 | 6096 | For terrace area - Since Screed has considered for protection plastering is not considered For the Refugee area we have considered the plastering. Based upon the discussion with BEL considered the height as 150mm |  | Chunk_170 | LINE_ITEM | Sqm | PLASTERING_WORK | Plaster with waterproofing compound |  | 20mm thickness | Other Building Elements |  | STAGE_3_ENHANCED_INHERITANCE | 90.0% | ENHANCED_CONTEXT_INHERITANCE | False | False | OVERRIDE_UNIT_CONTRADICTION | {}
486 | R 5.3 | Plastering 20 mm thick in CM 1:4 for wall mixed with waterproofing compound, dosage as per manufacture specification. The rate shall include all lead , lift and curing, etc. complete as per specification and directions of Engineer-in-charge. |  |  | Sqm | [5 empty] | 555 | 555 | 555 | 381 | 211455 |  |  | Chunk_172 | LINE_ITEM | Sqm | PLASTERING_WORK | Plastering |  | 20mm thickness | Other Building Elements |  | STAGE_3_ENHANCED_INHERITANCE | 90.0% | ENHANCED_CONTEXT_INHERITANCE | False | False | OVERRIDE_UNIT_CONTRADICTION | {}
487 | N 29.1 | Tile Size : 300x300mm - Anti Skid ceramic tile : Basic rate : Rs.28/Sft Location : MBR toilet, Common toilet, Kids BR toilet flooring & at locations wherever directed by EIC. | [12 empty] | 0 | Consider the MBR Toilet & Common Toilet in the Flats |  | Chunk_116 | LINE_ITEM |  | FLOORING_TILE | Anti Skid ceramic tile |  | 300mm thickness | Other Building Elements |  | STAGE_3_ENHANCED_INHERITANCE | 90.0% | ENHANCED_CONTEXT_INHERITANCE | True | False | INHERITED_WITH_MODIFICATION | {}
488 | N 29.2 | Tile Size : 300x300mm - Anticeramic tile : Basic rate : Rs.34/Sft Location : Balcony flooring & at locations wherever directed by EIC. | [12 empty] | 0 | Consider the Flat Balconies flooring |  | Chunk_117 | LINE_ITEM |  | FLOORING_TILE | Anticeramic tile |  | 300mm thickness | Other Building Elements |  | STAGE_3_ENHANCED_INHERITANCE | 90.0% | ENHANCED_CONTEXT_INHERITANCE | False | False | OVERRIDE_NEW_ACTIVITY | {}
489 |  | Basement-3 |  |  | Sqm | 0 | 0 | 0 | 0 | 0 | 0 | 0 | RO | #ERROR! | 0 |  |  | Chunk_104 | LINE_ITEM | Sqm | FLOORING_TILE | Cement Tiles |  |  | Foundations (Substructure) |  | STAGE_3_ENHANCED_INHERITANCE | 90.0% | ENHANCED_CONTEXT_INHERITANCE | True | False | INHERITED_NO_CHANGE | {}
490 |  | Basement-2 |  |  | Sqm | 0 | 0 | 0 | 0 | 0 | 0 | 0 | RO | #ERROR! | 0 |  |  | Chunk_104 | LINE_ITEM | Sqm | FLOORING_TILE | Cement Tiles |  |  | Foundations (Substructure) |  | STAGE_3_ENHANCED_INHERITANCE | 90.0% | ENHANCED_CONTEXT_INHERITANCE | True | False | INHERITED_NO_CHANGE | {}
491 |  | Basement-1 |  |  | Sqm | 0 | 0 | 0 | 0 | 0 | 0 | 0 | RO | #ERROR! | 0 |  |  | Chunk_104 | LINE_ITEM | Sqm | FLOORING_TILE | Cement Tiles |  |  | Foundations (Substructure) |  | STAGE_3_ENHANCED_INHERITANCE | 90.0% | ENHANCED_CONTEXT_INHERITANCE | True | False | INHERITED_NO_CHANGE | {}
492 |  | Basement-3 |  |  | Sqm | 0 | 0 | 0 | 0 | 0 | 0 | 0 | RO | #ERROR! | 0 |  |  | Chunk_104 | LINE_ITEM | Sqm | FLOORING_TILE | Cement Tiles |  |  | Foundations (Substructure) |  | STAGE_3_ENHANCED_INHERITANCE | 90.0% | ENHANCED_CONTEXT_INHERITANCE | True | False | INHERITED_NO_CHANGE | {}
493 |  | Basement-2 |  |  | Sqm | 0 | 0 | 0 | 0 | 0 | 0 | 0 | RO | #ERROR! | 0 |  |  | Chunk_104 | LINE_ITEM | Sqm | FLOORING_TILE | Cement Tiles |  |  | Foundations (Substructure) |  | STAGE_3_ENHANCED_INHERITANCE | 90.0% | ENHANCED_CONTEXT_INHERITANCE | True | False | INHERITED_NO_CHANGE | {}
494 |  | Basement-1 |  |  | Sqm | 0 | 0 | 0 | 0 | 0 | 0 | 0 | RO | #ERROR! | 0 |  |  | Chunk_104 | LINE_ITEM | Sqm | FLOORING_TILE | Cement Tiles |  |  | Foundations (Substructure) |  | STAGE_3_ENHANCED_INHERITANCE | 90.0% | ENHANCED_CONTEXT_INHERITANCE | True | False | INHERITED_NO_CHANGE | {}
495 |  | Basement-3 |  |  | Sqm | 0 | 0 | 0 | 0 | 0 | 0 | 0 | RO | #ERROR! | 0 |  |  | Chunk_105 | LINE_ITEM | Sqm | FLOORING_TILE | Cement Tiles |  |  | Foundations (Substructure) |  | STAGE_3_ENHANCED_INHERITANCE | 90.0% | ENHANCED_CONTEXT_INHERITANCE | True | False | INHERITED_NO_CHANGE | {}
496 |  | Basement-2 |  |  | Sqm | 0 | 0 | 0 | 0 | 0 | 0 | 0 | RO | #ERROR! | 0 |  |  | Chunk_105 | LINE_ITEM | Sqm | FLOORING_TILE | Cement Tiles |  |  | Foundations (Substructure) |  | STAGE_3_ENHANCED_INHERITANCE | 90.0% | ENHANCED_CONTEXT_INHERITANCE | True | False | INHERITED_NO_CHANGE | {}
497 |  | Basement-1 |  |  | Sqm | 0 | 0 | 0 | 0 | 0 | 0 | 0 | RO | #ERROR! | 0 |  |  | Chunk_105 | LINE_ITEM | Sqm | FLOORING_TILE | Cement Tiles |  |  | Foundations (Substructure) |  | STAGE_3_ENHANCED_INHERITANCE | 90.0% | ENHANCED_CONTEXT_INHERITANCE | True | False | INHERITED_NO_CHANGE | {}
498 | a | Basement-2 |  |  | Rmt | 0 | 0 | 0 | 0 | 0 | 0 | 0 | RO | #ERROR! | 0 |  |  | Chunk_106 | LINE_ITEM | Rmt | FLOORING_TILE | Cement Tiles |  |  | Foundations (Substructure) |  | STAGE_3_ENHANCED_INHERITANCE | 90.0% | ENHANCED_CONTEXT_INHERITANCE | True | False | INHERITED_WITH_MODIFICATION | {}
499 | b | Basement-1 |  |  | Rmt | 0 | 0 | 0 | 0 | 0 | 0 | 0 | RO | #ERROR! | 0 |  |  | Chunk_106 | LINE_ITEM | Rmt | FLOORING_TILE | Cement Tiles |  |  | Foundations (Substructure) |  | STAGE_3_ENHANCED_INHERITANCE | 90.0% | ENHANCED_CONTEXT_INHERITANCE | True | False | INHERITED_NO_CHANGE | {}
500 | N 16.1 | For Treads | [12 empty] | 0 |  |  | Chunk_103 | LINE_ITEM |  | FLOORING_TILE | Cement Tiles |  |  | Other Building Elements |  | STAGE_3_ENHANCED_INHERITANCE | 90.0% | ENHANCED_CONTEXT_INHERITANCE | True | False | INHERITED_NO_CHANGE | {}
501 |  | B2 floor lvl to B1 Floor lvl |  |  | Sqm | 62 | 0 | 0 | 0 | 0 |  | 0 | 62 | #ERROR! | #ERROR! |  |  | Chunk_103 | LINE_ITEM | Sqm | FLOORING_TILE | Cement Tiles |  |  | Other Building Elements |  | STAGE_3_ENHANCED_INHERITANCE | 90.0% | ENHANCED_CONTEXT_INHERITANCE | True | False | INHERITED_NO_CHANGE | {}
502 |  | B1 floor lvl to Ground Floor lvl |  |  | Sqm | 71 | 0 | 0 | 0 | 0 |  | 0 | 71 | #ERROR! | #ERROR! |  |  | Chunk_103 | LINE_ITEM | Sqm | FLOORING_TILE | Cement Tiles |  |  | Other Building Elements |  | STAGE_3_ENHANCED_INHERITANCE | 90.0% | ENHANCED_CONTEXT_INHERITANCE | True | False | INHERITED_NO_CHANGE | {}
503 |  | Ground floor lvl to 1st Floor lvl |  |  | Sqm | 0 | 0 | 0 | 0 | 0 |  | 0 | RO | #ERROR! | 0 | As per the BEL confirmation conisder the GF to 1st floor as Granite Finishes |  | Chunk_103 | LINE_ITEM | Sqm | FLOORING_TILE | Cement Tiles |  |  | Other Building Elements |  | STAGE_3_ENHANCED_INHERITANCE | 90.0% | ENHANCED_CONTEXT_INHERITANCE | True | False | INHERITED_NO_CHANGE | {}
504 |  | 1st floor lvl to 5th floor lvl |  |  | Sqm | 0 | 0 | 56 | 56 | 60 |  | 172 | 172 | #ERROR! | #ERROR! |  |  | Chunk_103 | LINE_ITEM | Sqm | FLOORING_TILE | Cement Tiles |  |  | Other Building Elements |  | STAGE_3_ENHANCED_INHERITANCE | 90.0% | ENHANCED_CONTEXT_INHERITANCE | True | False | INHERITED_NO_CHANGE | {}
505 |  | 5th floor lvl to 10th floor lvl |  |  | Sqm | 0 | 0 | 70 | 70 | 75 |  | 215 | 215 | #ERROR! | #ERROR! |  |  | Chunk_103 | LINE_ITEM | Sqm | FLOORING_TILE | Cement Tiles |  |  | Other Building Elements |  | STAGE_3_ENHANCED_INHERITANCE | 90.0% | ENHANCED_CONTEXT_INHERITANCE | True | False | INHERITED_NO_CHANGE | {}
506 |  | 10th floor lvl to 15th floor lvl |  |  | Sqm | 0 | 0 | 70 | 70 | 75 |  | 215 | 215 | #ERROR! | #ERROR! |  |  | Chunk_103 | LINE_ITEM | Sqm | FLOORING_TILE | Cement Tiles |  |  | Other Building Elements |  | STAGE_3_ENHANCED_INHERITANCE | 90.0% | ENHANCED_CONTEXT_INHERITANCE | True | False | INHERITED_NO_CHANGE | {}
507 |  | 15th floor lvl to 20th floor lvl |  |  | Sqm | 0 | 0 | 56 | 56 | 75 |  | 187 | 187 | #ERROR! | #ERROR! |  |  | Chunk_103 | LINE_ITEM | Sqm | FLOORING_TILE | Cement Tiles |  |  | Other Building Elements |  | STAGE_3_ENHANCED_INHERITANCE | 90.0% | ENHANCED_CONTEXT_INHERITANCE | True | False | INHERITED_NO_CHANGE | {}
508 |  | 20th floor lvl to Terrace |  |  | Sqm | 0 | 0 | 14 | 14 | 45 |  | 73 | 73 | #ERROR! | #ERROR! |  |  | Chunk_103 | LINE_ITEM | Sqm | FLOORING_TILE | Cement Tiles |  |  | Other Building Elements |  | STAGE_3_ENHANCED_INHERITANCE | 90.0% | ENHANCED_CONTEXT_INHERITANCE | True | False | INHERITED_NO_CHANGE | {}
509 |  | Terr floor lvl to Above Terrace floor lvll (incl. LMR & SHR) |  |  | Sqm | 0 | 0 | 0 | 0 | 0 |  | 0 | RO | #ERROR! | 0 |  |  | Chunk_103 | LINE_ITEM | Sqm | FLOORING_TILE | Cement Tiles |  |  | Other Building Elements |  | STAGE_3_ENHANCED_INHERITANCE | 90.0% | ENHANCED_CONTEXT_INHERITANCE | True | False | INHERITED_NO_CHANGE | {}
510 | N 16.2 | For Mid-landings | [15 empty] | Chunk_103 | LINE_ITEM |  | FLOORING_TILE | Cement Tiles |  |  | Other Building Elements |  | STAGE_3_ENHANCED_INHERITANCE | 90.0% | ENHANCED_CONTEXT_INHERITANCE | True | False | INHERITED_NO_CHANGE | {}
511 |  | B2 floor lvl to B1 Floor lvl |  |  | Sqm | 49 | 0 | 0 | 0 | 0 |  | 0 | 49 | #ERROR! | #ERROR! |  |  | Chunk_103 | LINE_ITEM | Sqm | FLOORING_TILE | Cement Tiles |  |  | Other Building Elements |  | STAGE_3_ENHANCED_INHERITANCE | 90.0% | ENHANCED_CONTEXT_INHERITANCE | True | False | INHERITED_NO_CHANGE | {}
512 |  | B1 floor lvl to GF Floor lvl |  |  | Sqm | 49 | 0 | 0 | 0 | 0 |  | 0 | 49 | #ERROR! | #ERROR! | As per the BEL confirmation conisder the GF to 1st floor as Granite Finishes |  | Chunk_103 | LINE_ITEM | Sqm | FLOORING_TILE | Cement Tiles |  |  | Other Building Elements |  | STAGE_3_ENHANCED_INHERITANCE | 90.0% | ENHANCED_CONTEXT_INHERITANCE | True | False | INHERITED_NO_CHANGE | {}
513 |  | Ground floor lvl to 1st Floor lvl |  |  | Sqm | 0 | 0 | 0 | 0 | 0 |  | 0 | RO | #ERROR! | 0 |  |  | Chunk_103 | LINE_ITEM | Sqm | FLOORING_TILE | Cement Tiles |  |  | Other Building Elements |  | STAGE_3_ENHANCED_INHERITANCE | 90.0% | ENHANCED_CONTEXT_INHERITANCE | True | False | INHERITED_NO_CHANGE | {}
514 |  | 1st floor lvl to 5th floor lvl |  |  | Sqm | 0 | 0 | 60 | 64 | 56 |  | 180 | 180 | #ERROR! | #ERROR! |  |  | Chunk_103 | LINE_ITEM | Sqm | FLOORING_TILE | Cement Tiles |  |  | Other Building Elements |  | STAGE_3_ENHANCED_INHERITANCE | 90.0% | ENHANCED_CONTEXT_INHERITANCE | True | False | INHERITED_NO_CHANGE | {}
515 |  | 5th floor lvl to 10th floor lvl |  |  | Sqm | 0 | 0 | 75 | 80 | 70 |  | 225 | 225 | #ERROR! | #ERROR! |  |  | Chunk_103 | LINE_ITEM | Sqm | FLOORING_TILE | Cement Tiles |  |  | Other Building Elements |  | STAGE_3_ENHANCED_INHERITANCE | 90.0% | ENHANCED_CONTEXT_INHERITANCE | True | False | INHERITED_NO_CHANGE | {}
516 |  | 10th floor lvl to 15th floor lvl |  |  | Sqm | 0 | 0 | 75 | 80 | 70 |  | 225 | 225 | #ERROR! | #ERROR! |  |  | Chunk_103 | LINE_ITEM | Sqm | FLOORING_TILE | Cement Tiles |  |  | Other Building Elements |  | STAGE_3_ENHANCED_INHERITANCE | 90.0% | ENHANCED_CONTEXT_INHERITANCE | True | False | INHERITED_NO_CHANGE | {}
517 |  | 15th floor lvl to 20th floor lvl |  |  | Sqm | 0 | 0 | 60 | 64 | 70 |  | 194 | 194 | #ERROR! | #ERROR! |  |  | Chunk_103 | LINE_ITEM | Sqm | FLOORING_TILE | Cement Tiles |  |  | Other Building Elements |  | STAGE_3_ENHANCED_INHERITANCE | 90.0% | ENHANCED_CONTEXT_INHERITANCE | True | False | INHERITED_NO_CHANGE | {}
518 |  | 20th floor lvl to Terrace |  |  | Sqm | 0 | 0 | 15 | 16 | 42 |  | 73 | 73 | #ERROR! | #ERROR! |  |  | Chunk_103 | LINE_ITEM | Sqm | FLOORING_TILE | Cement Tiles |  |  | Other Building Elements |  | STAGE_3_ENHANCED_INHERITANCE | 90.0% | ENHANCED_CONTEXT_INHERITANCE | True | False | INHERITED_NO_CHANGE | {}
519 |  | Terr floor lvl to Above Terrace floor lvll (incl. LMR & SHR) |  |  | Sqm | 0 | 0 | 0 | 0 | 0 |  | 0 | RO | #ERROR! | 0 |  |  | Chunk_104 | LINE_ITEM | Sqm | FLOORING_TILE | Cement Tiles |  |  | Other Building Elements |  | STAGE_3_ENHANCED_INHERITANCE | 90.0% | ENHANCED_CONTEXT_INHERITANCE | True | False | INHERITED_NO_CHANGE | {}
520 | N 16.3 | For Staircase risers | [15 empty] | Chunk_104 | LINE_ITEM |  | FLOORING_TILE | Cement Tiles |  |  | Other Building Elements |  | STAGE_3_ENHANCED_INHERITANCE | 90.0% | ENHANCED_CONTEXT_INHERITANCE | True | False | INHERITED_NO_CHANGE | {}
521 |  | B2 floor lvl to B1 Floor lvl |  |  | Sqm | 32 | 0 | 0 | 0 | 0 | 0 | 0 | 32 | #ERROR! | #ERROR! |  |  | Chunk_104 | LINE_ITEM | Sqm | FLOORING_TILE | Cement Tiles |  |  | Other Building Elements |  | STAGE_3_ENHANCED_INHERITANCE | 90.0% | ENHANCED_CONTEXT_INHERITANCE | True | False | INHERITED_NO_CHANGE | {}
522 |  | B1 floor lvl to GF Floor lvl |  |  | Sqm | 37 | 0 | 0 | 0 | 0 | 0 | 0 | 37 | #ERROR! | #ERROR! | As per the BEL confirmation conisder the GF to 1st floor as Granite Finishes |  | Chunk_104 | LINE_ITEM | Sqm | FLOORING_TILE | Cement Tiles |  |  | Other Building Elements |  | STAGE_3_ENHANCED_INHERITANCE | 90.0% | ENHANCED_CONTEXT_INHERITANCE | True | False | INHERITED_NO_CHANGE | {}
523 |  | Ground floor lvl to 1st Floor lvl |  |  | Sqm | 0 | 0 | 0 | 0 | 0 | 0 | 0 | RO | #ERROR! | 0 |  |  | Chunk_104 | LINE_ITEM | Sqm | FLOORING_TILE | Cement Tiles |  |  | Other Building Elements |  | STAGE_3_ENHANCED_INHERITANCE | 90.0% | ENHANCED_CONTEXT_INHERITANCE | True | False | INHERITED_NO_CHANGE | {}
524 |  | 1st floor lvl to 5th floor lvl |  |  | Sqm | 0 | 0 | 32 | 32 | 44 | 0 | 108 | 108 | #ERROR! | #ERROR! |  |  | Chunk_104 | LINE_ITEM | Sqm | FLOORING_TILE | Cement Tiles |  |  | Other Building Elements |  | STAGE_3_ENHANCED_INHERITANCE | 90.0% | ENHANCED_CONTEXT_INHERITANCE | True | False | INHERITED_NO_CHANGE | {}
525 |  | 5th floor lvl to 10th floor lvl |  |  | Sqm | 0 | 0 | 40 | 40 | 55 |  | 135 | 135 | #ERROR! | #ERROR! |  |  | Chunk_104 | LINE_ITEM | Sqm | FLOORING_TILE | Cement Tiles |  |  | Other Building Elements |  | STAGE_3_ENHANCED_INHERITANCE | 90.0% | ENHANCED_CONTEXT_INHERITANCE | True | False | INHERITED_NO_CHANGE | {}
526 |  | 10th floor lvl to 15th floor lvl |  |  | Sqm | 0 | 0 | 40 | 40 | 55 | 0 | 135 | 135 | #ERROR! | #ERROR! |  |  | Chunk_104 | LINE_ITEM | Sqm | FLOORING_TILE | Cement Tiles |  |  | Other Building Elements |  | STAGE_3_ENHANCED_INHERITANCE | 90.0% | ENHANCED_CONTEXT_INHERITANCE | True | False | INHERITED_NO_CHANGE | {}
527 |  | 15th floor lvl to 20th floor lvl |  |  | Sqm | 0 | 0 | 32 | 32 | 55 | 0 | 119 | 119 | #ERROR! | #ERROR! |  |  | Chunk_104 | LINE_ITEM | Sqm | FLOORING_TILE | Cement Tiles |  |  | Other Building Elements |  | STAGE_3_ENHANCED_INHERITANCE | 90.0% | ENHANCED_CONTEXT_INHERITANCE | True | False | INHERITED_NO_CHANGE | {}
528 |  | 20th floor lvl to Terrace |  |  | Sqm | 0 | 0 | 8 | 8 | 24 | 0 | 40 | 40 | #ERROR! | #ERROR! |  |  | Chunk_104 | LINE_ITEM | Sqm | FLOORING_TILE | Cement Tiles |  |  | Other Building Elements |  | STAGE_3_ENHANCED_INHERITANCE | 90.0% | ENHANCED_CONTEXT_INHERITANCE | True | False | INHERITED_NO_CHANGE | {}
529 |  | Terr floor lvl to Above Terrace floor lvll (incl. LMR & SHR) |  |  | Sqm | 0 | 0 | 0 | 0 | 0 | 0 | 0 | RO | #ERROR! | 0 |  |  | Chunk_104 | LINE_ITEM | Sqm | FLOORING_TILE | Cement Tiles |  |  | Other Building Elements |  | STAGE_3_ENHANCED_INHERITANCE | 90.0% | ENHANCED_CONTEXT_INHERITANCE | True | False | INHERITED_NO_CHANGE | {}
530 | N 17 | Location : Lobby Entrance steps & at locations wherever directed by EIC. For Treads | [13 empty] | As per the BEL confirmation conisder the Granite Finishes, considered in item no : N.1 |  | Chunk_104 | LINE_ITEM |  | FLOORING_TILE | Cement Tiles |  |  | Other Building Elements |  | STAGE_3_ENHANCED_INHERITANCE | 90.0% | ENHANCED_CONTEXT_INHERITANCE | True | False | INHERITED_NO_CHANGE | {}
531 |  | Stilt |  |  | Sqm | 0 | 0 | 0 | 0 | 0 | 0 | 0 | RO | #ERROR! | 0 |  |  | Chunk_104 | LINE_ITEM | Sqm | FLOORING_TILE | Cement Tiles |  |  | Other Building Elements |  | STAGE_3_ENHANCED_INHERITANCE | 90.0% | ENHANCED_CONTEXT_INHERITANCE | True | False | INHERITED_NO_CHANGE | {}
532 | N 18 | Location : Lobby Entrance steps & at locations wherever directed by EIC. For Landing & ramp | [12 empty] | 0 | As per the BEL confirmation conisder the Granite Finishes, considered in item no : N.1 |  | Chunk_104 | LINE_ITEM |  | FLOORING_TILE | Cement Tiles |  |  | Other Building Elements |  | STAGE_3_ENHANCED_INHERITANCE | 90.0% | ENHANCED_CONTEXT_INHERITANCE | True | False | INHERITED_NO_CHANGE | {}
533 |  | Stilt |  |  | Sqm | 0 | 0 | 0 | 0 | 0 | 0 | 0 | RO | #ERROR! | 0 |  |  | Chunk_105 | LINE_ITEM | Sqm | FLOORING_TILE | Cement Tiles |  |  | Other Building Elements |  | STAGE_3_ENHANCED_INHERITANCE | 90.0% | ENHANCED_CONTEXT_INHERITANCE | True | False | INHERITED_NO_CHANGE | {}
534 | N 19 | Location : Lobby Entrance steps & at locations wherever directed by EIC. For Risers | [12 empty] | 0 | As per the BEL confirmation conisder the Granite Finishes, considered in item no : N.1 |  | Chunk_105 | LINE_ITEM |  | FLOORING_TILE | Cement Tiles |  |  | Other Building Elements |  | STAGE_3_ENHANCED_INHERITANCE | 90.0% | ENHANCED_CONTEXT_INHERITANCE | True | False | INHERITED_NO_CHANGE | {}
535 |  | Stilt |  |  | Sqm | 0 | 0 | 0 | 0 | 0 | 0 | 0 | RO | #ERROR! | 0 |  |  | Chunk_105 | LINE_ITEM | Sqm | FLOORING_TILE | Cement Tiles |  |  | Other Building Elements |  | STAGE_3_ENHANCED_INHERITANCE | 90.0% | ENHANCED_CONTEXT_INHERITANCE | True | False | INHERITED_NO_CHANGE | {}
536 | N 22 | Location: Staircase - Skirting. | [12 empty] | 0 |  |  | Chunk_106 | LINE_ITEM |  | FLOORING_TILE | Cement Tiles |  |  | Other Building Elements |  | STAGE_3_ENHANCED_INHERITANCE | 90.0% | ENHANCED_CONTEXT_INHERITANCE | True | False | INHERITED_NO_CHANGE | {}
537 |  | B2 floor lvl to B1 Floor lvl |  |  | Rmt | 19 |  | 39 | 37 | 37 |  | 113 | 132 | #ERROR! | #ERROR! |  |  | Chunk_106 | LINE_ITEM | Rmt | FLOORING_TILE | Cement Tiles |  |  | Other Building Elements |  | STAGE_3_ENHANCED_INHERITANCE | 90.0% | ENHANCED_CONTEXT_INHERITANCE | True | False | INHERITED_WITH_MODIFICATION | {}
538 |  | B1 floor lvl to Ground Floor lvl |  |  | Rmt | 19 |  | 43 | 39 | 39 |  | 121 | 140 | #ERROR! | #ERROR! |  |  | Chunk_106 | LINE_ITEM | Rmt | FLOORING_TILE | Cement Tiles |  |  | Other Building Elements |  | STAGE_3_ENHANCED_INHERITANCE | 90.0% | ENHANCED_CONTEXT_INHERITANCE | True | False | INHERITED_WITH_MODIFICATION | {}
539 |  | Ground floor lvl to 1st Floor lvl |  |  | Rmt |  |  | 0 | 0 | 6 |  | 6 | 6 | #ERROR! | #ERROR! | As per the BEL confirmation conisder the Granite Finishes, considered in item no : N.1 |  | Chunk_106 | LINE_ITEM | Rmt | FLOORING_TILE | Cement Tiles |  |  | Other Building Elements |  | STAGE_3_ENHANCED_INHERITANCE | 90.0% | ENHANCED_CONTEXT_INHERITANCE | True | False | INHERITED_WITH_MODIFICATION | {}
540 |  | 1st floor lvl to 5th floor lvl |  |  | Rmt |  |  | 152 | 176 | 164 |  | 492 | 492 | #ERROR! | #ERROR! |  |  | Chunk_106 | LINE_ITEM | Rmt | FLOORING_TILE | Cement Tiles |  |  | Other Building Elements |  | STAGE_3_ENHANCED_INHERITANCE | 90.0% | ENHANCED_CONTEXT_INHERITANCE | True | False | INHERITED_WITH_MODIFICATION | {}
541 |  | 5th floor lvl to 10th floor lvl |  |  | Rmt |  |  | 190 | 220 | 205 |  | 615 | 615 | #ERROR! | #ERROR! |  |  | Chunk_106 | LINE_ITEM | Rmt | FLOORING_TILE | Cement Tiles |  |  | Other Building Elements |  | STAGE_3_ENHANCED_INHERITANCE | 90.0% | ENHANCED_CONTEXT_INHERITANCE | True | False | INHERITED_WITH_MODIFICATION | {}
542 |  | 10th floor lvl to 15th floor lvl |  |  | Rmt |  |  | 190 | 220 | 205 |  | 615 | 615 | #ERROR! | #ERROR! |  |  | Chunk_106 | LINE_ITEM | Rmt | FLOORING_TILE | Cement Tiles |  |  | Other Building Elements |  | STAGE_3_ENHANCED_INHERITANCE | 90.0% | ENHANCED_CONTEXT_INHERITANCE | True | False | INHERITED_WITH_MODIFICATION | {}
543 |  | 15th floor lvl to 20th floor lvl |  |  | Rmt |  |  | 190 | 220 | 205 |  | 615 | 615 | #ERROR! | #ERROR! |  |  | Chunk_106 | LINE_ITEM | Rmt | FLOORING_TILE | Cement Tiles |  |  | Other Building Elements |  | STAGE_3_ENHANCED_INHERITANCE | 90.0% | ENHANCED_CONTEXT_INHERITANCE | True | False | INHERITED_WITH_MODIFICATION | {}
544 |  | 20th floor lvl to Terrace |  |  | Rmt |  |  | 38 | 44 | 123 |  | 205 | 205 | #ERROR! | #ERROR! |  |  | Chunk_106 | LINE_ITEM | Rmt | FLOORING_TILE | Cement Tiles |  |  | Other Building Elements |  | STAGE_3_ENHANCED_INHERITANCE | 90.0% | ENHANCED_CONTEXT_INHERITANCE | True | False | INHERITED_WITH_MODIFICATION | {}
545 |  | Terr floor lvl to Above Terrace floor lvll (incl. LMR & SHR) |  |  | Rmt | [6 empty] | 0 | RO | #ERROR! | 0 |  |  | Chunk_106 | LINE_ITEM | Rmt | FLOORING_TILE | Cement Tiles |  |  | Other Building Elements |  | STAGE_3_ENHANCED_INHERITANCE | 90.0% | ENHANCED_CONTEXT_INHERITANCE | True | False | INHERITED_WITH_MODIFICATION | {}
546 | N 23 | Location : Lobby Entrance steps - Skirting for landing / ramp & at locations wherever directed by EIC. | [12 empty] | 0 | As per the BEL confirmation conisder the Granite Finishes, considered in item no : N.1 |  | Chunk_106 | LINE_ITEM |  | FLOORING_TILE | Cement Tiles |  |  | Other Building Elements |  | STAGE_3_ENHANCED_INHERITANCE | 90.0% | ENHANCED_CONTEXT_INHERITANCE | True | False | INHERITED_NO_CHANGE | {}
547 |  | For all tile flooring suitable & effective Cleaning agent to used instead of diluted HCL / acid wash for floor washing | [12 empty] | 0 |  |  | Chunk_106 | LINE_ITEM |  | FLOORING_TILE | Cement Tiles |  |  | Other Building Elements |  | STAGE_3_ENHANCED_INHERITANCE | 90.0% | ENHANCED_CONTEXT_INHERITANCE | True | False | INHERITED_NO_CHANGE | {}
548 | N 21 | Providing & Laying of cement based Tiles of Ultra tile or equivalent of any make, color and thickness for staircase 150mm high Skirting as per instructions of EIC, laid over CM 1 : 3 (1 Cement : 3 M- Sand) bedding mortar, pointing paper thin joints with cement based grout of BAL-endura or equivalent, covering to protect tile with 275 GSM – 2 mm thick Floor guard make or equivalent, joints to be taped, should remain intact till handing over, removed & disposed out of site after completion, etc., complete. Size of tile: 150mm x 300mm Basic rate : Rs.43/Sft | [12 empty] | 0 |  |  | Chunk_106_HEADER | HEADER |  | FLOORING_TILE | Cement Tiles | 1:3 | 150mm thickness | Other Building Elements | ACTIVITY PRIORITY CONFIRMED: Laying | STAGE_2_AI_VERIFIED_WITH_ACTIVITY_PRIORITY | 95.0% | AI_HEADER_VERIFICATION_ACTIVITY_PRIORITY |  |  | HEADER_VERIFICATION | {}
549 | N 16 | Providing and laying of cement based Tiles of Ultra tile or equivalent, with grooves of any make, color and thickness for staircase laid over CM 1:6 (1 Cement: 6 M- sand) of minimum 20mm thk and to match the top of flooring as indicated in drawings over which cement slurry 3.3 kg/sqm will be poured, including cutting of tiles, pointing paper thin joints with cement based grout of BAL-endura or equivalent, providing & laying 275 GSM 2mm thick floor guard or equivalent to protect tile up to handing over & joints to be taped and removal after completion etc., complete. Basic rate : Rs.43/Sft Size of tile: 304mm x 600mm for treads, 152mm x 600mm for risers, 305mm x 305mm for landing OR 320mmx630mm for treads, 127mmx630mm for riser , 305mmx630mm for landing as per directions of EIC / consultant. | [12 empty] | 0 |  |  | Chunk_103_HEADER | HEADER |  | FLOORING_TILE | Cement Tiles | 1:6 | 20mm thickness | Other Building Elements | ACTIVITY PRIORITY CONFIRMED: Laying | STAGE_2_AI_VERIFIED_WITH_ACTIVITY_PRIORITY | 95.0% | AI_HEADER_VERIFICATION_ACTIVITY_PRIORITY |  |  | HEADER_VERIFICATION | {}
550 |  | CERAMIC / GLAZED TILE WORKS | [12 empty] | 0 |  |  | Chunk_115 | LINE_ITEM |  | FLOORING_TILE | Ceramic / Glazed Tile |  |  | Other Building Elements |  | STAGE_3_ENHANCED_INHERITANCE | 90.0% | ENHANCED_CONTEXT_INHERITANCE | False | False | OVERRIDE_NEW_ACTIVITY | {}
551 |  | Ground Floor to 5th floor |  |  | Sqm |  |  | 344 | 360 | 384 |  | 1088 | 1088 | #ERROR! | #ERROR! |  |  | Chunk_116 | LINE_ITEM | Sqm | FLOORING_TILE | Ceramic Tiles |  |  | Other Building Elements |  | STAGE_3_ENHANCED_INHERITANCE | 90.0% | ENHANCED_CONTEXT_INHERITANCE | True | False | INHERITED_NO_CHANGE | {}
552 |  | 6th floor to 10th floor |  |  | Sqm |  |  | 320 | 320 | 360 |  | 1000 | 1000 | #ERROR! | #ERROR! |  |  | Chunk_116 | LINE_ITEM | Sqm | FLOORING_TILE | Ceramic Tiles |  |  | Other Building Elements |  | STAGE_3_ENHANCED_INHERITANCE | 90.0% | ENHANCED_CONTEXT_INHERITANCE | True | False | INHERITED_NO_CHANGE | {}
553 |  | 11th floor to 15th floor |  |  | Sqm |  |  | 320 | 320 | 360 |  | 1000 | 1000 | #ERROR! | #ERROR! |  |  | Chunk_116 | LINE_ITEM | Sqm | FLOORING_TILE | Ceramic Tiles |  |  | Other Building Elements |  | STAGE_3_ENHANCED_INHERITANCE | 90.0% | ENHANCED_CONTEXT_INHERITANCE | True | False | INHERITED_NO_CHANGE | {}
554 |  | 16th floor to 20th floor |  |  | Sqm |  |  | 256 | 256 | 348 |  | 860 | 860 | #ERROR! | #ERROR! |  |  | Chunk_116 | LINE_ITEM | Sqm | FLOORING_TILE | Ceramic Tiles |  |  | Other Building Elements |  | STAGE_3_ENHANCED_INHERITANCE | 90.0% | ENHANCED_CONTEXT_INHERITANCE | True | False | INHERITED_NO_CHANGE | {}
555 |  | 21st floor to 25th floor |  |  | Sqm |  |  | 0 | 0 | 120 |  | 120 | 120 | #ERROR! | #ERROR! |  |  | Chunk_116 | LINE_ITEM | Sqm | FLOORING_TILE | Ceramic Tiles |  |  | Other Building Elements |  | STAGE_3_ENHANCED_INHERITANCE | 90.0% | ENHANCED_CONTEXT_INHERITANCE | True | False | INHERITED_NO_CHANGE | {}
556 |  | 26th floor to 27th floor |  |  | Sqm | [6 empty] | 0 | RO | #ERROR! | 0 |  |  | Chunk_116 | LINE_ITEM | Sqm | FLOORING_TILE | Ceramic Tiles |  |  | Other Building Elements |  | STAGE_3_ENHANCED_INHERITANCE | 90.0% | ENHANCED_CONTEXT_INHERITANCE | True | False | INHERITED_NO_CHANGE | {}
557 |  | Providing & grouting with EPOXY BASED GROUT of BAL-ENDURA / LATICRETE or equivalent ,etc., complete (quote for grouting works only). Location : Maids room flooring & at locations wherever directed by EIC. |  |  | Sqm |  |  | 1240 | 1256 | 1572 |  | 4068 | 4068 | #ERROR! | #ERROR! |  |  | Chunk_116 | LINE_ITEM | Sqm | FLOORING_TILE | Ceramic Tiles |  |  | Other Building Elements |  | STAGE_3_ENHANCED_INHERITANCE | 90.0% | ENHANCED_CONTEXT_INHERITANCE | True | False | INHERITED_WITH_MODIFICATION | {}
558 |  | Ground Floor to 5th floor |  |  | Rmt |  |  | 465 | 390 | 650 |  | 1505 | 1505 | #ERROR! | #ERROR! |  |  | Chunk_122 | LINE_ITEM | Rmt | FLOORING_TILE | Ceramic Tiles |  |  | Other Building Elements |  | STAGE_3_ENHANCED_INHERITANCE | 90.0% | ENHANCED_CONTEXT_INHERITANCE | True | False | INHERITED_NO_CHANGE | {}
559 |  | 6th floor to 10th floor |  |  | Rmt |  |  | 435 | 355 | 610 |  | 1400 | 1400 | #ERROR! | #ERROR! |  |  | Chunk_122 | LINE_ITEM | Rmt | FLOORING_TILE | Ceramic Tiles |  |  | Other Building Elements |  | STAGE_3_ENHANCED_INHERITANCE | 90.0% | ENHANCED_CONTEXT_INHERITANCE | True | False | INHERITED_WITH_MODIFICATION | {}
560 |  | 11th floor to 15th floor |  |  | Rmt |  |  | 435 | 355 | 610 |  | 1400 | 1400 | #ERROR! | #ERROR! |  |  | Chunk_122 | LINE_ITEM | Rmt | FLOORING_TILE | Ceramic Tiles |  |  | Other Building Elements |  | STAGE_3_ENHANCED_INHERITANCE | 90.0% | ENHANCED_CONTEXT_INHERITANCE | True | False | INHERITED_WITH_MODIFICATION | {}
561 |  | 16th floor to 20th floor |  |  | Rmt |  |  | 348 | 284 | 589 |  | 1221 | 1221 | #ERROR! | #ERROR! |  |  | Chunk_122 | LINE_ITEM | Rmt | FLOORING_TILE | Ceramic Tiles |  |  | Other Building Elements |  | STAGE_3_ENHANCED_INHERITANCE | 90.0% | ENHANCED_CONTEXT_INHERITANCE | True | False | INHERITED_WITH_MODIFICATION | {}
562 |  | 21st floor to Terrace |  |  | Rmt |  |  | 0 | 0 | 202 |  | 202 | 202 | #ERROR! | #ERROR! |  |  | Chunk_122 | LINE_ITEM | Rmt | FLOORING_TILE | Ceramic Tiles |  |  | Other Building Elements |  | STAGE_3_ENHANCED_INHERITANCE | 90.0% | ENHANCED_CONTEXT_INHERITANCE | True | False | INHERITED_WITH_MODIFICATION | {}
563 | N 29 | Providing & Laying Ceramic Tiles for Flooring of approved make, colour and thickness laid over CM 1 : 6 (1 Cement: 6 M-sand) of minimum 20mm thk and to match the top of flooring as indicated in drawings and cement slurry @ 3.3 kg/ sqm, tamped, laid to required line & level, including cutting of tiles. Rate to include for providing & fixing Tile Spacers of 3 mm thick , cleaned & washed with suitable effective Cleaning agent or any suitable means as per instructions of EIC, covering to protect tile with 275 GSM – 2 mm thick Floor guard make or equivalent, joints to be taped, should remain intact till handing over, removed & disposed out of site after completion, etc., complete. NOTE: RATE TO EXCLUDE FOR GROUTING. | [12 empty] | 0 |  |  | Chunk_116_HEADER | HEADER |  | FLOORING_TILE | Ceramic Tiles | 1 : 6 | 20mm thickness | Other Building Elements | ACTIVITY PRIORITY CORRECTED: Strict schema for FLOORING_TILE applied: material_grade extracted as ratio '1 : 6', extracted_dimensions set to null as not specified in schema for this category. Incidental details like spacer thickness (3mm) and bedding thickness (20mm) are ignored for primary categorization and schema extraction. | STAGE_2_AI_VERIFIED_WITH_ACTIVITY_PRIORITY | 95.0% | AI_HEADER_VERIFICATION_ACTIVITY_PRIORITY |  |  | HEADER_VERIFICATION | {}
564 | N 31 | Providing & Fixing of Ceramic tile skirting 100 mm high -laid with CM 1 : 3 (1 Cement: 3 M-sand) of 12mm thk including providing and fixing Tile spacers of 3 mm & washed with suitable effective Cleaning agent , providing & grouting with epoxy based grout of BAL-ENDURA / LATICRETE or equivalent, including cutting of tiles as required, necessary lead and lift., etc. complete. | [11 empty] | #ERROR! | #ERROR! |  |  | Chunk_122_HEADER | HEADER |  | FLOORING_TILE | Ceramic Tiles | 1:3 | 100mm thickness | Other Building Elements | ACTIVITY PRIORITY CONFIRMED: Fixing | STAGE_2_AI_VERIFIED_WITH_ACTIVITY_PRIORITY | 95.0% | AI_HEADER_VERIFICATION_ACTIVITY_PRIORITY |  |  | HEADER_VERIFICATION | {}
565 | N 35 | Same as above N35 but using full tile size for skirting Note: Mode of measurement considered in Sqm. |  |  | Sqm | [6 empty] | 0 | RO |  | 0 |  |  | Chunk_131 | LINE_ITEM | Sqm | FLOORING_TILE | Clay Tiles |  |  | Other Building Elements |  | STAGE_3_ENHANCED_INHERITANCE | 90.0% | ENHANCED_CONTEXT_INHERITANCE | True | False | INHERITED_WITH_MODIFICATION | {}
566 | N 36.1 | Location : Terrace flooring & at locations wherever directed by EIC. |  |  | Rmt |  |  | 183.996 | 262 | 196 | 0 | 641.996 | 641.996 | 205 | 131609.18 | Considered for the Terrace area in all the floors with intervals in both the directions |  | Chunk_131 | LINE_ITEM | Rmt | FLOORING_TILE | Clay Tiles |  |  | Other Building Elements |  | STAGE_3_ENHANCED_INHERITANCE | 90.0% | ENHANCED_CONTEXT_INHERITANCE | True | False | INHERITED_WITH_MODIFICATION | {}
567 | N 38.1 | Location : unit Toilets , Ledge wall & at locations wherever directed by EIC. |  |  | Rmt |  |  | 2415 | 2383 | 2727 | 0 | 7525 | 7525 | 92 | 692300 | Considered for the Ledge wall sides &Wall dadoing corner in the Toilet |  | Chunk_131 | LINE_ITEM | Rmt | FLOORING_TILE | Clay Tiles |  |  | Other Building Elements |  | STAGE_3_ENHANCED_INHERITANCE | 90.0% | ENHANCED_CONTEXT_INHERITANCE | True | False | INHERITED_WITH_MODIFICATION | {}
568 | N 34 | Providing & Fixing of clay tile skirting 115 mm high, as per instructions of EIC, laid with CM1:3 (1 Cement: 3 M-sand) of 12mm thk including providing and fixing Tile spacers of 6 mm, providing & grouting with cement based grout of BAL-ENDURA / LATICRETE or equivalent, including cutting of tiles as required, cutting of Tiles as required, including necessary lead and lift., etc. complete. Tile size 9" x 9" - 18 mm thk or 5" x 10" - 15-16mm thk | [12 empty] | 0 |  |  | Chunk_131_HEADER | HEADER |  | FLOORING_TILE | Clay Tiles | 1:3 | 115mm thickness | Other Building Elements | ACTIVITY PRIORITY CONFIRMED: Fixing Tiles | STAGE_2_AI_VERIFIED_WITH_ACTIVITY_PRIORITY | 95.0% | AI_HEADER_VERIFICATION_ACTIVITY_PRIORITY |  |  | HEADER_VERIFICATION | {}
569 | N 25.3 | Tile size : 600mm x 1200mm Location : common area corridor/ Lobby flooring & at locations wherever directed by EIC. Basic rate : Rs.52/Sft | [12 empty] | 0 |  |  | Chunk_109 | LINE_ITEM |  | FLOORING_TILE | Flooring Tiles |  | 600mm thickness | Other Building Elements |  | STAGE_3_ENHANCED_INHERITANCE | 90.0% | ENHANCED_CONTEXT_INHERITANCE | False | False | OVERRIDE_NEW_ACTIVITY | {}
570 | N 32.1 | Tile Size : 300x600mm - Glazed / Ceramic tile Location : MBR toilet, common toilet & kids room toilet dado & at locations wherever directed by EIC. Basic rate : Rs.34/Sft | [12 empty] | 0 | Consider the dadoing ht. as 2.4m |  | Chunk_123 | LINE_ITEM |  | FLOORING_TILE | Glazed / Ceramic Tiles |  | 600mm thickness | Other Building Elements |  | STAGE_3_ENHANCED_INHERITANCE | 90.0% | ENHANCED_CONTEXT_INHERITANCE | True | False | INHERITED_WITH_MODIFICATION | {}
571 |  | Ground Floor to 5th floor |  |  | Sqm |  |  | 1499 | 1552 | 1664 |  | 4715 | 4715 | 974.88 | 4596559.2 |  |  | Chunk_123 | LINE_ITEM | Sqm | FLOORING_TILE | Glazed / Ceramic Tiles |  |  | Other Building Elements |  | STAGE_3_ENHANCED_INHERITANCE | 90.0% | ENHANCED_CONTEXT_INHERITANCE | True | False | INHERITED_NO_CHANGE | {}
572 |  | 6th floor to 10th floor |  |  | Sqm |  |  | 1395 | 1380 | 1560 |  | 4335 | 4335 | 974.88 | 4226104.8 |  |  | Chunk_123 | LINE_ITEM | Sqm | FLOORING_TILE | Glazed / Ceramic Tiles |  |  | Other Building Elements |  | STAGE_3_ENHANCED_INHERITANCE | 90.0% | ENHANCED_CONTEXT_INHERITANCE | True | False | INHERITED_NO_CHANGE | {}
573 |  | 11th floor to 15th floor |  |  | Sqm |  |  | 1395 | 1380 | 1560 |  | 4335 | 4335 | 974.88 | 4226104.8 |  |  | Chunk_123 | LINE_ITEM | Sqm | FLOORING_TILE | Glazed / Ceramic Tiles |  |  | Other Building Elements |  | STAGE_3_ENHANCED_INHERITANCE | 90.0% | ENHANCED_CONTEXT_INHERITANCE | True | False | INHERITED_NO_CHANGE | {}
574 |  | 16th floor to 20th floor |  |  | Sqm |  |  | 1116 | 1104 | 1508 |  | 3728 | 3728 | 974.88 | 3634352.64 |  |  | Chunk_123 | LINE_ITEM | Sqm | FLOORING_TILE | Glazed / Ceramic Tiles |  |  | Other Building Elements |  | STAGE_3_ENHANCED_INHERITANCE | 90.0% | ENHANCED_CONTEXT_INHERITANCE | True | False | INHERITED_NO_CHANGE | {}
575 |  | 21st floor to 25th floor |  |  | Sqm |  |  | 0 | 0 | 520 |  | 520 | 520 | 974.88 | 506937.6 |  |  | Chunk_123 | LINE_ITEM | Sqm | FLOORING_TILE | Glazed / Ceramic Tiles |  |  | Other Building Elements |  | STAGE_3_ENHANCED_INHERITANCE | 90.0% | ENHANCED_CONTEXT_INHERITANCE | True | False | INHERITED_NO_CHANGE | {}
576 |  | 26th floor to 27th floor |  |  | Sqm | [6 empty] | 0 | RO | #ERROR! | 0 |  |  | Chunk_123 | LINE_ITEM | Sqm | FLOORING_TILE | Glazed / Ceramic Tiles |  |  | Other Building Elements |  | STAGE_3_ENHANCED_INHERITANCE | 90.0% | ENHANCED_CONTEXT_INHERITANCE | True | False | INHERITED_NO_CHANGE | {}
577 | N 32 | Providing & fixing of Glazed / Ceramic tile for dado laid over CM 1 : 6 (1 Cement: 6 M-sand) of average 12 mm thick, over which cement paste of 3.3 kg / sqm shall be applied including providing & fixing of Tile Spacers of 3 mm, including cutting of tiles, washing & cleaning the tile surface etc., complete as per standard specifications / approved drawings and as directed by engineer - in - charge. Contractor has to ensure protection of finished floor till handing over to the customer. NOTE: RATE TO EXCLUDE FOR GROUTING. | [12 empty] | 0 |  |  | Chunk_123_HEADER | HEADER |  | FLOORING_TILE | Glazed / Ceramic Tiles | 1:6 | 12mm thickness | Other Building Elements | ACTIVITY PRIORITY CONFIRMED: Fixing | STAGE_2_AI_VERIFIED_WITH_ACTIVITY_PRIORITY | 95.0% | AI_HEADER_VERIFICATION_ACTIVITY_PRIORITY |  |  | HEADER_VERIFICATION | {}
578 |  | Staircase - Basement 2 to Basemet 1 |  |  | Sqm | 14 | 0 | 0 | 0 | 0 | 0 | 0 | 14 | #ERROR! | #ERROR! |  |  | Chunk_91 | LINE_ITEM | Sqm | FLOORING_TILE | Granite |  |  | Foundations (Substructure) |  | STAGE_3_ENHANCED_INHERITANCE | 90.0% | ENHANCED_CONTEXT_INHERITANCE | True | False | INHERITED_WITH_MODIFICATION | {}
579 |  | Staircase - Basement 1 to Ground lvl |  |  | Sqm | 14 | 0 | 0 | 0 | 0 | 0 | 0 | 14 | #ERROR! | #ERROR! |  |  | Chunk_91 | LINE_ITEM | Sqm | FLOORING_TILE | Granite |  |  | Foundations (Substructure) |  | STAGE_3_ENHANCED_INHERITANCE | 90.0% | ENHANCED_CONTEXT_INHERITANCE | True | False | INHERITED_WITH_MODIFICATION | {}
580 |  | Staircase - Basement 2 to Basemet 1 |  |  | Sqm | 12 | 0 | 0 | 0 | 0 | 0 | 0 | 12 | #ERROR! | #ERROR! |  |  | Chunk_91 | LINE_ITEM | Sqm | FLOORING_TILE | Granite |  |  | Foundations (Substructure) |  | STAGE_3_ENHANCED_INHERITANCE | 90.0% | ENHANCED_CONTEXT_INHERITANCE | True | False | INHERITED_WITH_MODIFICATION | {}
581 |  | Staircase - Basement 1 to Ground lvl |  |  | Sqm | 12 | 0 | 0 | 0 | 0 | 0 | 0 | 12 | #ERROR! | #ERROR! |  |  | Chunk_91 | LINE_ITEM | Sqm | FLOORING_TILE | Granite |  |  | Foundations (Substructure) |  | STAGE_3_ENHANCED_INHERITANCE | 90.0% | ENHANCED_CONTEXT_INHERITANCE | True | False | INHERITED_WITH_MODIFICATION | {}
582 |  | Staircase - Basement 2 to Basemet 1 |  |  | Sqm | 3 | 0 | 0 | 0 | 0 |  | 0 | 3 | #ERROR! | #ERROR! |  |  | Chunk_91 | LINE_ITEM | Sqm | FLOORING_TILE | Granite |  |  | Foundations (Substructure) |  | STAGE_3_ENHANCED_INHERITANCE | 90.0% | ENHANCED_CONTEXT_INHERITANCE | True | False | INHERITED_NO_CHANGE | {}
583 |  | Staircase - Basement 1 to Ground lvl |  |  | Sqm | 3 | 0 | 0 | 0 | 0 |  | 0 | 3 | #ERROR! | #ERROR! |  |  | Chunk_91 | LINE_ITEM | Sqm | FLOORING_TILE | Granite |  |  | Foundations (Substructure) |  | STAGE_3_ENHANCED_INHERITANCE | 90.0% | ENHANCED_CONTEXT_INHERITANCE | True | False | INHERITED_NO_CHANGE | {}
584 |  | Basement 2 |  |  | Sqm | 24 | 0 | 0 | 0 | 0 | 0 | 0 | 24 | #ERROR! | #ERROR! |  |  | Chunk_91 | LINE_ITEM | Sqm | FLOORING_TILE | Granite |  |  | Foundations (Substructure) |  | STAGE_3_ENHANCED_INHERITANCE | 90.0% | ENHANCED_CONTEXT_INHERITANCE | True | False | INHERITED_NO_CHANGE | {}
585 |  | Basement 1 |  |  | Sqm | 24 | 0 | 0 | 0 | 0 | 0 | 0 | 24 | #ERROR! | #ERROR! |  |  | Chunk_91 | LINE_ITEM | Sqm | FLOORING_TILE | Granite |  |  | Foundations (Substructure) |  | STAGE_3_ENHANCED_INHERITANCE | 90.0% | ENHANCED_CONTEXT_INHERITANCE | True | False | INHERITED_NO_CHANGE | {}
586 |  | Staircase - Basement 2 to Basemet 1 |  |  | Rmt | 16 | 0 | 0 | 0 | 0 | 0 | 0 | 16 | #ERROR! | #ERROR! |  |  | Chunk_93 | LINE_ITEM | Rmt | FLOORING_TILE | Granite |  |  | Foundations (Substructure) | Inherited from header | STAGE_3_STRICT_INHERITANCE_FALLBACK | 85.0% | STRICT_INHERITANCE_FALLBACK | True | False | FALLBACK_BUT_CONTEXT_PRESERVED | {}
587 |  | Staircase - Basement 1 to Ground lvl |  |  | Rmt | 16 | 0 | 0 | 0 | 0 | 0 | 0 | 16 | #ERROR! | #ERROR! |  |  | Chunk_93 | LINE_ITEM | Rmt | FLOORING_TILE | Granite |  |  | Foundations (Substructure) | Inherited from header | STAGE_3_STRICT_INHERITANCE_FALLBACK | 85.0% | STRICT_INHERITANCE_FALLBACK | True | False | FALLBACK_BUT_CONTEXT_PRESERVED | {}
588 |  | Basement 2 |  |  | Rmt | 33 | 0 | 0 | 0 | 0 | 0 | 0 | 33 | #ERROR! | #ERROR! |  |  | Chunk_93 | LINE_ITEM | Rmt | FLOORING_TILE | Granite |  |  | Foundations (Substructure) | Inherited from header | STAGE_3_STRICT_INHERITANCE_FALLBACK | 85.0% | STRICT_INHERITANCE_FALLBACK | True | False | FALLBACK_BUT_CONTEXT_PRESERVED | {}
589 |  | Basement 1 |  |  | Rmt | 33 | 0 | 0 | 0 | 0 | 0 | 0 | 33 | #ERROR! | #ERROR! |  |  | Chunk_93 | LINE_ITEM | Rmt | FLOORING_TILE | Granite |  |  | Foundations (Substructure) | Inherited from header | STAGE_3_STRICT_INHERITANCE_FALLBACK | 85.0% | STRICT_INHERITANCE_FALLBACK | True | False | FALLBACK_BUT_CONTEXT_PRESERVED | {}
590 |  | Basement-2 |  |  | Sqm | 13 | 0 | 0 | 0 | 0 | 0 | 0 | 13 | #ERROR! | #ERROR! |  |  | Chunk_99 | LINE_ITEM | Sqm | FLOORING_TILE | Granite |  |  | Foundations (Substructure) |  | STAGE_3_ENHANCED_INHERITANCE | 90.0% | ENHANCED_CONTEXT_INHERITANCE | True | False | INHERITED_WITH_MODIFICATION | {}
591 |  | Basement-1 |  |  | Sqm | 13 | 0 | 0 | 0 | 0 | 0 | 0 | 13 | #ERROR! | #ERROR! |  |  | Chunk_99 | LINE_ITEM | Sqm | FLOORING_TILE | Granite |  |  | Foundations (Substructure) |  | STAGE_3_ENHANCED_INHERITANCE | 90.0% | ENHANCED_CONTEXT_INHERITANCE | True | False | INHERITED_WITH_MODIFICATION | {}
592 |  | Basement-2 |  |  | Sqm | 2 | 0 | 0 | 0 | 0 |  | 0 | 2 | #ERROR! | #ERROR! |  |  | Chunk_99 | LINE_ITEM | Sqm | FLOORING_TILE | Granite |  |  | Foundations (Substructure) |  | STAGE_3_ENHANCED_INHERITANCE | 90.0% | ENHANCED_CONTEXT_INHERITANCE | True | False | INHERITED_WITH_MODIFICATION | {}
593 |  | Basement-1 |  |  | Sqm | 2 | 0 | 0 | 0 | 0 |  | 0 | 2 | #ERROR! | #ERROR! |  |  | Chunk_99 | LINE_ITEM | Sqm | FLOORING_TILE | Granite |  |  | Foundations (Substructure) |  | STAGE_3_ENHANCED_INHERITANCE | 90.0% | ENHANCED_CONTEXT_INHERITANCE | True | False | INHERITED_WITH_MODIFICATION | {}
594 |  | Basement-2 |  |  | Sqm | 0 | 0 | 0 | 0 | 0 | 0 | 0 | RO | #ERROR! | 0 |  |  | Chunk_100 | LINE_ITEM | Sqm | FLOORING_TILE | Granite |  |  | Foundations (Substructure) |  | STAGE_3_ENHANCED_INHERITANCE | 90.0% | ENHANCED_CONTEXT_INHERITANCE | True | False | INHERITED_NO_CHANGE | {}
595 |  | Basement-1 |  |  | Sqm | 0 | 0 | 0 | 0 | 0 | 0 | 0 | RO | #ERROR! | 0 |  |  | Chunk_100 | LINE_ITEM | Sqm | FLOORING_TILE | Granite |  |  | Foundations (Substructure) |  | STAGE_3_ENHANCED_INHERITANCE | 90.0% | ENHANCED_CONTEXT_INHERITANCE | True | False | INHERITED_NO_CHANGE | {}
596 |  | Basement-2 |  |  | Sqm | 18 | 0 | 0 | 0 | 0 | 0 | 0 | 18 | #ERROR! | #ERROR! |  |  | Chunk_100 | LINE_ITEM | Sqm | FLOORING_TILE | Granite |  |  | Foundations (Substructure) |  | STAGE_3_ENHANCED_INHERITANCE | 90.0% | ENHANCED_CONTEXT_INHERITANCE | True | False | INHERITED_NO_CHANGE | {}
597 |  | Basement-1 |  |  | Sqm | 18 | 0 | 0 | 0 | 0 | 0 | 0 | 18 | #ERROR! | #ERROR! |  |  | Chunk_100 | LINE_ITEM | Sqm | FLOORING_TILE | Granite |  |  | Foundations (Substructure) |  | STAGE_3_ENHANCED_INHERITANCE | 90.0% | ENHANCED_CONTEXT_INHERITANCE | True | False | INHERITED_NO_CHANGE | {}
598 |  | Basement-2 |  |  | Sqm | 2 | 0 | 0 | 0 | 0 |  | 0 | 2 | #ERROR! | #ERROR! |  |  | Chunk_100 | LINE_ITEM | Sqm | FLOORING_TILE | Granite |  |  | Foundations (Substructure) |  | STAGE_3_ENHANCED_INHERITANCE | 90.0% | ENHANCED_CONTEXT_INHERITANCE | True | False | INHERITED_NO_CHANGE | {}
599 |  | Basement-1 |  |  | Sqm | 2 | 0 | 0 | 0 | 0 |  | 0 | 2 | #ERROR! | #ERROR! |  |  | Chunk_100 | LINE_ITEM | Sqm | FLOORING_TILE | Granite |  |  | Foundations (Substructure) |  | STAGE_3_ENHANCED_INHERITANCE | 90.0% | ENHANCED_CONTEXT_INHERITANCE | True | False | INHERITED_NO_CHANGE | {}
600 | N 10 | Providing, cutting to required size & Laying of 18-20 mm thick Polished Granite stone slab flooring as per specified pattern, Tile Adhesive of specified thickness from Laticrete / FOSROC/ BASF or Equivalent make as per manufactures spec. paper joints filled with pigment to match the shade of the stone, cleaning & washing with diluted detergent, & providing protection sheet with 275 GSM – 2 mm thick Floor guard make or equivalent, joints to be taped, should remain intact till handing over, removed & disposed out of site after completion, etc., complete. Basic Rate : Rs.200/sft Location : Lift car flooring & at locations wherever directed by EIC. |  |  | Sqm | 0 | 0 | 20 | 20 | 20 | 0 | 60 | 60 | #ERROR! | #ERROR! |  |  | Chunk_95_HEADER | HEADER |  | FLOORING_TILE | Granite |  | 20mm thickness | Load-bearing Structural Frame | ACTIVITY PRIORITY CORRECTED: Applied FLOORING_TILE schema, specifying material as 'Granite'. | STAGE_2_AI_VERIFIED_WITH_ACTIVITY_PRIORITY | 95.0% | AI_HEADER_VERIFICATION_ACTIVITY_PRIORITY |  |  | HEADER_VERIFICATION | {}
601 | c | Basic rate of granite - Rs. 200/Sft Location: Cladding for lift lobbies upto bottom of slab & at locations wherever directed by EIC. | [12 empty] | 0 | Considered in 600mm x 600mm vetrified tile for lift Dado |  | Chunk_99 | LINE_ITEM |  | FLOORING_TILE | Granite |  |  | Load-bearing Structural Frame |  | STAGE_3_ENHANCED_INHERITANCE | 90.0% | ENHANCED_CONTEXT_INHERITANCE | True | False | INHERITED_NO_CHANGE | {}
602 | N 1.1 | Location : Staircase, Lift Lobby Entrance Steps , Stilt Floor Entrance steps, Handicap ramp & at locations wherever directed by EIC. Basic Rate : Rs.200/Sft | [12 empty] | 0 |  |  | Chunk_91 | LINE_ITEM |  | FLOORING_TILE | Granite |  |  | Other Building Elements |  | STAGE_3_ENHANCED_INHERITANCE | 90.0% | ENHANCED_CONTEXT_INHERITANCE | True | False | INHERITED_NO_CHANGE | {}
603 | N 1.1a | For Treads | [12 empty] | 0 |  |  | Chunk_91 | LINE_ITEM |  | FLOORING_TILE | Granite |  |  | Other Building Elements |  | STAGE_3_ENHANCED_INHERITANCE | 90.0% | ENHANCED_CONTEXT_INHERITANCE | True | False | INHERITED_NO_CHANGE | {}
604 |  | Staircase - Ground floor lvl to 1st floor lvl |  |  | Sqm | 0 | 0 | 16 | 14 | 15 | 0 | 45 | 45 | #ERROR! | #ERROR! |  |  | Chunk_91 | LINE_ITEM | Sqm | FLOORING_TILE | Granite |  |  | Other Building Elements |  | STAGE_3_ENHANCED_INHERITANCE | 90.0% | ENHANCED_CONTEXT_INHERITANCE | True | False | INHERITED_WITH_MODIFICATION | {}
605 |  | Stilt Lobby Entrance Steps |  |  | Sqm | 0 | 0 | 4 | 5 | 5 | 0 | 14 | 14 | #ERROR! | #ERROR! |  |  | Chunk_91 | LINE_ITEM | Sqm | FLOORING_TILE | Granite |  |  | Other Building Elements |  | STAGE_3_ENHANCED_INHERITANCE | 90.0% | ENHANCED_CONTEXT_INHERITANCE | True | False | INHERITED_WITH_MODIFICATION | {}
606 | N 1.1b | For Mid-landing | [15 empty] | Chunk_91 | LINE_ITEM |  | FLOORING_TILE | Granite |  |  | Other Building Elements |  | STAGE_3_ENHANCED_INHERITANCE | 90.0% | ENHANCED_CONTEXT_INHERITANCE | True | False | INHERITED_NO_CHANGE | {}
607 |  | Staircase - Ground floor lvl to 1st floor lvl |  |  | Sqm | 0 | 0 | 14 | 16 | 14 |  | 44 | 44 | #ERROR! | #ERROR! |  |  | Chunk_91 | LINE_ITEM | Sqm | FLOORING_TILE | Granite |  |  | Other Building Elements |  | STAGE_3_ENHANCED_INHERITANCE | 90.0% | ENHANCED_CONTEXT_INHERITANCE | True | False | INHERITED_WITH_MODIFICATION | {}
608 |  | Stilt Lobby Entrance Steps |  |  | Sqm | 0 | 0 | 8 | 10 | 12 | 0 | 30 | 30 | #ERROR! | #ERROR! |  |  | Chunk_91 | LINE_ITEM | Sqm | FLOORING_TILE | Granite |  |  | Other Building Elements |  | STAGE_3_ENHANCED_INHERITANCE | 90.0% | ENHANCED_CONTEXT_INHERITANCE | True | False | INHERITED_WITH_MODIFICATION | {}
609 | N 1.1c | For Risers | [15 empty] | Chunk_91 | LINE_ITEM |  | FLOORING_TILE | Granite |  |  | Other Building Elements |  | STAGE_3_ENHANCED_INHERITANCE | 90.0% | ENHANCED_CONTEXT_INHERITANCE | True | False | INHERITED_NO_CHANGE | {}
610 |  | Staircase - Ground floor lvl to 1st floor lvl |  |  | Sqm | 0 | 0 | 8 | 8 | 7 | 0 | 23 | 23 | #ERROR! | #ERROR! |  |  | Chunk_91 | LINE_ITEM | Sqm | FLOORING_TILE | Granite |  |  | Other Building Elements |  | STAGE_3_ENHANCED_INHERITANCE | 90.0% | ENHANCED_CONTEXT_INHERITANCE | True | False | INHERITED_NO_CHANGE | {}
611 |  | Stilt Lobby Entrance Steps |  |  | Sqm | 0 | 0 | 3 | 4 | 4 | 0 | 11 | 11 | #ERROR! | #ERROR! |  |  | Chunk_91 | LINE_ITEM | Sqm | FLOORING_TILE | Granite |  |  | Other Building Elements |  | STAGE_3_ENHANCED_INHERITANCE | 90.0% | ENHANCED_CONTEXT_INHERITANCE | True | False | INHERITED_NO_CHANGE | {}
612 |  | Location : Handicap Ramp flooring & at locations wherever directed by EIC. |  |  | Sqm | 0 | 0 | 6 | 6 | 6 | 0 | 18 | 18 | #ERROR! | #ERROR! |  |  | Chunk_92 | LINE_ITEM | Sqm | FLOORING_TILE | Granite |  |  | Other Building Elements |  | STAGE_3_ENHANCED_INHERITANCE | 90.0% | ENHANCED_CONTEXT_INHERITANCE | True | False | INHERITED_NO_CHANGE | {}
613 | N 1.1e | Location : Ground floor Entrance lobby & at locations wherever directed by EIC. Basic Rate : Rs.200/Sft |  |  | Sqm | 0 | 0 | 37 | 50 | 58 | 0 | 145 | 145 | #ERROR! | #ERROR! | Entrance Lobby |  | Chunk_92 | LINE_ITEM | Sqm | FLOORING_TILE | Granite |  |  | Other Building Elements |  | STAGE_3_ENHANCED_INHERITANCE | 90.0% | ENHANCED_CONTEXT_INHERITANCE | True | False | INHERITED_NO_CHANGE | {}
614 | N 2.1 | Location : Staircase, Lobby Entrance steps, Handicap ramp & at locations wherever directed by EIC. Basic Rate : Rs.200/Sft | [15 empty] | Chunk_93 | LINE_ITEM |  | FLOORING_TILE | Granite |  |  | Other Building Elements | Inherited from header | STAGE_3_STRICT_INHERITANCE_FALLBACK | 85.0% | STRICT_INHERITANCE_FALLBACK | True | False | FALLBACK_BUT_CONTEXT_PRESERVED | {}
615 |  | Staircase - Ground floor lvl to 1st floor lvl |  |  | Rmt | 0 | 0 | 36 | 40 | 35 | 0 | 111 | 111 | #ERROR! | #ERROR! |  |  | Chunk_93 | LINE_ITEM | Rmt | FLOORING_TILE | Granite |  |  | Other Building Elements | Inherited from header | STAGE_3_STRICT_INHERITANCE_FALLBACK | 85.0% | STRICT_INHERITANCE_FALLBACK | True | False | FALLBACK_BUT_CONTEXT_PRESERVED | {}
616 |  | Stilt Lobby Entrance Steps |  |  | Rmt | 0 | 0 | 4 | 4 | 4 | 0 | 12 | 12 | #ERROR! | #ERROR! |  |  | Chunk_93 | LINE_ITEM | Rmt | FLOORING_TILE | Granite |  |  | Other Building Elements | Inherited from header | STAGE_3_STRICT_INHERITANCE_FALLBACK | 85.0% | STRICT_INHERITANCE_FALLBACK | True | False | FALLBACK_BUT_CONTEXT_PRESERVED | {}
617 | N 2.2 | For Handicap Ramp Basic Rate : Rs.200/Sft | [15 empty] | Chunk_93 | LINE_ITEM |  | FLOORING_TILE | Granite |  |  | Other Building Elements | Inherited from header | STAGE_3_STRICT_INHERITANCE_FALLBACK | 85.0% | STRICT_INHERITANCE_FALLBACK | True | False | FALLBACK_BUT_CONTEXT_PRESERVED | {}
618 |  | Location : Handicap Ramp skirting & at locations wherever directed by EIC. |  |  | Rmt | 0 | 0 | 9 | 9 | 9 | 0 | 27 | 27 | #ERROR! | #ERROR! |  |  | Chunk_93 | LINE_ITEM | Rmt | FLOORING_TILE | Granite |  |  | Other Building Elements | Inherited from header | STAGE_3_STRICT_INHERITANCE_FALLBACK | 85.0% | STRICT_INHERITANCE_FALLBACK | True | False | FALLBACK_BUT_CONTEXT_PRESERVED | {}
619 | N 2.3 | Location : Ground floor Entrance lobby & at locations wherever directed by EIC. Basic Rate : Rs.200/Sft |  |  | Rmt | 0 | 0 | 17 | 20 | 17 | 0 | 54 | 54 | #ERROR! | #ERROR! |  |  | Chunk_93 | LINE_ITEM | Rmt | FLOORING_TILE | Granite |  |  | Other Building Elements | Inherited from header | STAGE_3_STRICT_INHERITANCE_FALLBACK | 85.0% | STRICT_INHERITANCE_FALLBACK | True | False | FALLBACK_BUT_CONTEXT_PRESERVED | {}
620 | N 3 | Antiskid Grooves - 5 mm wide & 3 grooves per treads Note: Measurement will be done per Rmt of groove. Location : GF Entrance steps, Staircase - Ground floor lvl to 1st floor lvl & at locations wherever directed by EIC. |  |  | Rmt | 80 | 0 | 135 | 158 | 135 | 0 | 428 | 508 | #ERROR! | #ERROR! |  |  | Chunk_93 | LINE_ITEM | Rmt | FLOORING_TILE | Granite |  |  | Other Building Elements | Inherited from header | STAGE_3_STRICT_INHERITANCE_FALLBACK | 85.0% | STRICT_INHERITANCE_FALLBACK | True | False | FALLBACK_BUT_CONTEXT_PRESERVED | {}
621 | N 4 | Labour Charges for making of Grooves on the Granite Flooring Ramp at all levels including all materials, machineries, Tools, accessories, Labour, lead, lift etc. complete as specified in the drawing etc., complete and as approved by EIC. Size of the groove : 6mm to 10mm wide x 8mm deep. Location: Handicap ramp grooves at all levels & at locations wherever directed by EIC. |  |  | Rmt | 480 | 0 | 60 | 60 | 60 | 0 | 180 | 660 | #ERROR! | #ERROR! |  |  | Chunk_93 | LINE_ITEM | Rmt | FLOORING_TILE | Granite |  |  | Other Building Elements | Inherited from header | STAGE_3_STRICT_INHERITANCE_FALLBACK | 85.0% | STRICT_INHERITANCE_FALLBACK | True | False | FALLBACK_BUT_CONTEXT_PRESERVED | {}
622 | N 5 | Providing edge chamfering of size 5mm x 5mm including full edge polishing for 18-20mm thk granite for treads |  |  | Rmt | 0 | 0 | 0 | 0 | 0 | 0 | 0 | RO | #ERROR! | 0 |  |  | Chunk_93 | LINE_ITEM | Rmt | FLOORING_TILE | Granite |  | 5mm thickness | Other Building Elements |  | STAGE_3_ENHANCED_INHERITANCE | 90.0% | ENHANCED_CONTEXT_INHERITANCE | True | False | INHERITED_WITH_MODIFICATION | {}
623 | N 6 | Providing full round nosing of edges for 18-20mm thk granite including edge polishing |  |  | Rmt | 27 |  | 45 | 53 | 45 |  | 143 | 170 | #ERROR! | #ERROR! |  |  | Chunk_93 | LINE_ITEM | Rmt | FLOORING_TILE | Granite |  | 20mm thickness | Other Building Elements |  | STAGE_3_ENHANCED_INHERITANCE | 90.0% | ENHANCED_CONTEXT_INHERITANCE | True | False | INHERITED_WITH_MODIFICATION | {}
624 | N 7 | Providing half round nosing of edges for 18-20mm thk granite including full edge polishing |  |  | Rmt | 0 | 0 | 0 | 0 | 0 | 0 | 0 | RO | #ERROR! | 0 |  |  | Chunk_93 | LINE_ITEM | Rmt | FLOORING_TILE | Granite |  | 20mm thickness | Other Building Elements |  | STAGE_3_ENHANCED_INHERITANCE | 90.0% | ENHANCED_CONTEXT_INHERITANCE | True | False | INHERITED_WITH_MODIFICATION | {}
625 | N 8 | Providing straight Edge Polishing for 18-20mm thk granite |  |  | Rmt | 0 | 0 | 0 | 0 | 0 | 0 | 0 | RO | #ERROR! | 0 |  |  | Chunk_93 | LINE_ITEM | Rmt | FLOORING_TILE | Granite |  | 20mm thickness | Other Building Elements |  | STAGE_3_ENHANCED_INHERITANCE | 90.0% | ENHANCED_CONTEXT_INHERITANCE | True | False | INHERITED_WITH_MODIFICATION | {}
626 | N 9 | Providing chamfering for edges of granite of following sizes including full edge polishing | [15 empty] | Chunk_93 | LINE_ITEM |  | FLOORING_TILE | Granite |  |  | Other Building Elements |  | STAGE_3_ENHANCED_INHERITANCE | 90.0% | ENHANCED_CONTEXT_INHERITANCE | True | False | INHERITED_NO_CHANGE | {}
627 | a | a)3mm x 3mm |  |  | Rmt | 0 | 0 | 0 | 0 | 0 | 0 | 0 | RO | #ERROR! | 0 |  |  | Chunk_93 | LINE_ITEM | Rmt | FLOORING_TILE | Granite |  | 3mm thickness | Other Building Elements |  | STAGE_3_ENHANCED_INHERITANCE | 90.0% | ENHANCED_CONTEXT_INHERITANCE | True | False | INHERITED_WITH_MODIFICATION | {}
628 | b | b) 6mm x 6mm |  |  | Rmt | 0 | 0 | 0 | 0 | 0 | 0 | 0 | RO | #ERROR! | 0 |  |  | Chunk_93 | LINE_ITEM | Rmt | FLOORING_TILE | Granite |  | 6mm thickness | Other Building Elements |  | STAGE_3_ENHANCED_INHERITANCE | 90.0% | ENHANCED_CONTEXT_INHERITANCE | True | False | INHERITED_WITH_MODIFICATION | {}
629 | a | Basic rate of granite - Rs. 200/Sft Location: Passenger Lift jambs for lift lobbies & at locations wherever directed by EIC. | [12 empty] | 0 | Consider the 200mm width jambs in passenger lifts as 900mm as 1nos length & 2400mm ht. as 2nos. |  | Chunk_99 | LINE_ITEM |  | FLOORING_TILE | Granite |  |  | Other Building Elements |  | STAGE_3_ENHANCED_INHERITANCE | 90.0% | ENHANCED_CONTEXT_INHERITANCE | True | False | INHERITED_WITH_MODIFICATION | {}
630 |  | Ground floor lvl to 1st Floor lvl |  |  | Sqm | 0 | 0 | 5 | 5 | 5 | 0 | 15 | 15 | #ERROR! | #ERROR! |  |  | Chunk_99 | LINE_ITEM | Sqm | FLOORING_TILE | Granite |  |  | Other Building Elements |  | STAGE_3_ENHANCED_INHERITANCE | 90.0% | ENHANCED_CONTEXT_INHERITANCE | True | False | INHERITED_WITH_MODIFICATION | {}
631 |  | 1st floor lvl to 5th floor lvl |  |  | Sqm | 0 | 0 | 21 | 21 | 21 | 0 | 63 | 63 | #ERROR! | #ERROR! |  |  | Chunk_99 | LINE_ITEM | Sqm | FLOORING_TILE | Granite |  |  | Other Building Elements |  | STAGE_3_ENHANCED_INHERITANCE | 90.0% | ENHANCED_CONTEXT_INHERITANCE | True | False | INHERITED_WITH_MODIFICATION | {}
632 |  | 5th floor lvl to 10th floor lvl |  |  | Sqm | 0 | 0 | 21 | 21 | 21 | 0 | 63 | 63 | #ERROR! | #ERROR! |  |  | Chunk_99 | LINE_ITEM | Sqm | FLOORING_TILE | Granite |  |  | Other Building Elements |  | STAGE_3_ENHANCED_INHERITANCE | 90.0% | ENHANCED_CONTEXT_INHERITANCE | True | False | INHERITED_WITH_MODIFICATION | {}
633 |  | 10th floor lvl to 15th floor lvl |  |  | Sqm | 0 | 0 | 21 | 21 | 21 | 0 | 63 | 63 | #ERROR! | #ERROR! |  |  | Chunk_99 | LINE_ITEM | Sqm | FLOORING_TILE | Granite |  |  | Other Building Elements |  | STAGE_3_ENHANCED_INHERITANCE | 90.0% | ENHANCED_CONTEXT_INHERITANCE | True | False | INHERITED_WITH_MODIFICATION | {}
634 |  | 15th floor lvl to 20th floor lvl |  |  | Sqm | 0 | 0 | 17 | 17 | 21 | 0 | 55 | 55 | #ERROR! | #ERROR! |  |  | Chunk_99 | LINE_ITEM | Sqm | FLOORING_TILE | Granite |  |  | Other Building Elements |  | STAGE_3_ENHANCED_INHERITANCE | 90.0% | ENHANCED_CONTEXT_INHERITANCE | True | False | INHERITED_WITH_MODIFICATION | {}
635 |  | 20th floor lvl to Terrace |  |  | Sqm | 0 | 0 | 5 | 5 | 17 | 0 | 27 | 27 | #ERROR! | #ERROR! |  |  | Chunk_99 | LINE_ITEM | Sqm | FLOORING_TILE | Granite |  |  | Other Building Elements |  | STAGE_3_ENHANCED_INHERITANCE | 90.0% | ENHANCED_CONTEXT_INHERITANCE | True | False | INHERITED_WITH_MODIFICATION | {}
636 | b | Basic rate of granite - Rs. 200/Sft Location:Service Lift jambs for lift lobbies & at locations wherever directed by EIC. | [12 empty] | 0 | Consider the 200mm width jambs in passenger lifts as 900mm as 1nos length & 2400mm ht. as 2nos. |  | Chunk_99 | LINE_ITEM |  | FLOORING_TILE | Granite |  |  | Other Building Elements |  | STAGE_3_ENHANCED_INHERITANCE | 90.0% | ENHANCED_CONTEXT_INHERITANCE | True | False | INHERITED_WITH_MODIFICATION | {}
637 |  | Ground floor lvl to 1st Floor lvl |  |  | Sqm | 0 | 0 | 2 | 2 | 2 |  | 6 | 6 | #ERROR! | #ERROR! |  |  | Chunk_99 | LINE_ITEM | Sqm | FLOORING_TILE | Granite |  |  | Other Building Elements |  | STAGE_3_ENHANCED_INHERITANCE | 90.0% | ENHANCED_CONTEXT_INHERITANCE | True | False | INHERITED_NO_CHANGE | {}
638 |  | 1st floor lvl to 5th floor lvl |  |  | Sqm | 0 | 0 | 5 | 5 | 5 |  | 15 | 15 | #ERROR! | #ERROR! |  |  | Chunk_99 | LINE_ITEM | Sqm | FLOORING_TILE | Granite |  |  | Other Building Elements |  | STAGE_3_ENHANCED_INHERITANCE | 90.0% | ENHANCED_CONTEXT_INHERITANCE | True | False | INHERITED_NO_CHANGE | {}
639 |  | 5th floor lvl to 10th floor lvl |  |  | Sqm | 0 | 0 | 6 | 6 | 6 |  | 18 | 18 | #ERROR! | #ERROR! |  |  | Chunk_99 | LINE_ITEM | Sqm | FLOORING_TILE | Granite |  |  | Other Building Elements |  | STAGE_3_ENHANCED_INHERITANCE | 90.0% | ENHANCED_CONTEXT_INHERITANCE | True | False | INHERITED_NO_CHANGE | {}
640 |  | 10th floor lvl to 15th floor lvl |  |  | Sqm | 0 | 0 | 6 | 6 | 6 |  | 18 | 18 | #ERROR! | #ERROR! |  |  | Chunk_99 | LINE_ITEM | Sqm | FLOORING_TILE | Granite |  |  | Other Building Elements |  | STAGE_3_ENHANCED_INHERITANCE | 90.0% | ENHANCED_CONTEXT_INHERITANCE | True | False | INHERITED_NO_CHANGE | {}
641 |  | 15th floor lvl to 20th floor lvl |  |  | Sqm | 0 | 0 | 5 | 5 | 5 |  | 15 | 15 | #ERROR! | #ERROR! |  |  | Chunk_99 | LINE_ITEM | Sqm | FLOORING_TILE | Granite |  |  | Other Building Elements |  | STAGE_3_ENHANCED_INHERITANCE | 90.0% | ENHANCED_CONTEXT_INHERITANCE | True | False | INHERITED_NO_CHANGE | {}
642 |  | 20th floor lvl to Terrace |  |  | Sqm | 0 | 0 |  |  | 4 |  | 4 | 4 | #ERROR! | #ERROR! |  |  | Chunk_99 | LINE_ITEM | Sqm | FLOORING_TILE | Granite |  |  | Other Building Elements |  | STAGE_3_ENHANCED_INHERITANCE | 90.0% | ENHANCED_CONTEXT_INHERITANCE | True | False | INHERITED_NO_CHANGE | {}
643 |  | Ground Floor Lvl |  |  | Sqm | 0 | 0 | 6 | 7 | 7 | 0 | 20 | 20 | #ERROR! | #ERROR! |  |  | Chunk_100 | LINE_ITEM | Sqm | FLOORING_TILE | Granite |  |  | Other Building Elements |  | STAGE_3_ENHANCED_INHERITANCE | 90.0% | ENHANCED_CONTEXT_INHERITANCE | True | False | INHERITED_NO_CHANGE | {}
644 |  | Upper Floors (1st to 22nd) |  |  | Sqm | 0 | 0 | 0 | 0 | 0 | 0 | 0 | RO | #ERROR! | 0 |  |  | Chunk_100 | LINE_ITEM | Sqm | FLOORING_TILE | Granite |  |  | Other Building Elements |  | STAGE_3_ENHANCED_INHERITANCE | 90.0% | ENHANCED_CONTEXT_INHERITANCE | True | False | INHERITED_NO_CHANGE | {}
645 | d | Basic rate of granite - Rs. 200/Sft Location: Lift Door- 300mm wide Architrave portion for lift lobbies & at locations wherever directed by EIC. | [12 empty] | 0 | Consider the 300mm width architrave in passenger lifts as 1500mm as 1nos length & 2400mm ht. as 2nos. |  | Chunk_100 | LINE_ITEM |  | FLOORING_TILE | Granite |  | 300mm thickness | Other Building Elements |  | STAGE_3_ENHANCED_INHERITANCE | 90.0% | ENHANCED_CONTEXT_INHERITANCE | True | False | INHERITED_WITH_MODIFICATION | {}
646 |  | Ground floor lvl to 1st Floor lvl |  |  | Sqm | 0 | 0 | 6 | 6 | 6 | 0 | 18 | 18 | #ERROR! | #ERROR! |  |  | Chunk_100 | LINE_ITEM | Sqm | FLOORING_TILE | Granite |  |  | Other Building Elements |  | STAGE_3_ENHANCED_INHERITANCE | 90.0% | ENHANCED_CONTEXT_INHERITANCE | True | False | INHERITED_NO_CHANGE | {}
647 |  | 1st floor lvl to 5th floor lvl |  |  | Sqm | 0 | 0 | 29 | 29 | 29 | 0 | 87 | 87 | #ERROR! | #ERROR! |  |  | Chunk_100 | LINE_ITEM | Sqm | FLOORING_TILE | Granite |  |  | Other Building Elements |  | STAGE_3_ENHANCED_INHERITANCE | 90.0% | ENHANCED_CONTEXT_INHERITANCE | True | False | INHERITED_NO_CHANGE | {}
648 |  | 5th floor lvl to 10th floor lvl |  |  | Sqm | 0 | 0 | 29 | 29 | 29 | 0 | 87 | 87 | #ERROR! | #ERROR! |  |  | Chunk_100 | LINE_ITEM | Sqm | FLOORING_TILE | Granite |  |  | Other Building Elements |  | STAGE_3_ENHANCED_INHERITANCE | 90.0% | ENHANCED_CONTEXT_INHERITANCE | True | False | INHERITED_NO_CHANGE | {}
649 |  | 10th floor lvl to 15th floor lvl |  |  | Sqm | 0 | 0 | 29 | 29 | 29 | 0 | 87 | 87 | #ERROR! | #ERROR! |  |  | Chunk_100 | LINE_ITEM | Sqm | FLOORING_TILE | Granite |  |  | Other Building Elements |  | STAGE_3_ENHANCED_INHERITANCE | 90.0% | ENHANCED_CONTEXT_INHERITANCE | True | False | INHERITED_NO_CHANGE | {}
650 |  | 15th floor lvl to 20th floor lvl |  |  | Sqm | 0 | 0 | 23 | 23 | 29 | 0 | 75 | 75 | #ERROR! | #ERROR! |  |  | Chunk_100 | LINE_ITEM | Sqm | FLOORING_TILE | Granite |  |  | Other Building Elements |  | STAGE_3_ENHANCED_INHERITANCE | 90.0% | ENHANCED_CONTEXT_INHERITANCE | True | False | INHERITED_NO_CHANGE | {}
651 |  | 20th floor lvl to Terrace |  |  | Sqm | 0 | 0 | 6 | 6 | 23 | 0 | 35 | 35 | #ERROR! | #ERROR! |  |  | Chunk_100 | LINE_ITEM | Sqm | FLOORING_TILE | Granite |  |  | Other Building Elements |  | STAGE_3_ENHANCED_INHERITANCE | 90.0% | ENHANCED_CONTEXT_INHERITANCE | True | False | INHERITED_NO_CHANGE | {}
652 | e | Basic rate of granite - Rs. 200/Sft Location: Service Lift : Door-Architrave portion for lift lobbies & at locations wherever directed by EIC. | [13 empty] | Consider the 300mm width architrave in passenger lifts as 1500mm as 1nos length & 2400mm ht. as 2nos. |  | Chunk_100 | LINE_ITEM |  | FLOORING_TILE | Granite |  |  | Other Building Elements |  | STAGE_3_ENHANCED_INHERITANCE | 90.0% | ENHANCED_CONTEXT_INHERITANCE | True | False | INHERITED_WITH_MODIFICATION | {}
653 |  | Ground floor lvl to 1st Floor lvl |  |  | Sqm | 0 | 0 | 2 | 2 | 2 | 0 | 6 | 6 | #ERROR! | #ERROR! |  |  | Chunk_100 | LINE_ITEM | Sqm | FLOORING_TILE | Granite |  |  | Other Building Elements |  | STAGE_3_ENHANCED_INHERITANCE | 90.0% | ENHANCED_CONTEXT_INHERITANCE | True | False | INHERITED_NO_CHANGE | {}
654 |  | 1st floor lvl to 5th floor lvl |  |  | Sqm | 0 | 0 | 5 | 5 | 5 | 0 | 15 | 15 | #ERROR! | #ERROR! |  |  | Chunk_100 | LINE_ITEM | Sqm | FLOORING_TILE | Granite |  |  | Other Building Elements |  | STAGE_3_ENHANCED_INHERITANCE | 90.0% | ENHANCED_CONTEXT_INHERITANCE | True | False | INHERITED_NO_CHANGE | {}
655 |  | 5th floor lvl to 10th floor lvl |  |  | Sqm | 0 | 0 | 6 | 6 | 6 | 0 | 18 | 18 | #ERROR! | #ERROR! |  |  | Chunk_100 | LINE_ITEM | Sqm | FLOORING_TILE | Granite |  |  | Other Building Elements |  | STAGE_3_ENHANCED_INHERITANCE | 90.0% | ENHANCED_CONTEXT_INHERITANCE | True | False | INHERITED_NO_CHANGE | {}
656 |  | 10th floor lvl to 15th floor lvl |  |  | Sqm | 0 | 0 | 6 | 6 | 6 | 0 | 18 | 18 | #ERROR! | #ERROR! |  |  | Chunk_100 | LINE_ITEM | Sqm | FLOORING_TILE | Granite |  |  | Other Building Elements |  | STAGE_3_ENHANCED_INHERITANCE | 90.0% | ENHANCED_CONTEXT_INHERITANCE | True | False | INHERITED_NO_CHANGE | {}
657 |  | 15th floor lvl to 20th floor lvl |  |  | Sqm | 0 | 0 | 5 | 5 | 5 | 0 | 15 | 15 | #ERROR! | #ERROR! |  |  | Chunk_101 | LINE_ITEM | Sqm | FLOORING_TILE | Granite |  |  | Other Building Elements |  | STAGE_3_ENHANCED_INHERITANCE | 90.0% | ENHANCED_CONTEXT_INHERITANCE | True | False | INHERITED_NO_CHANGE | {}
658 |  | 20th floor lvl to Terrace |  |  | Sqm | 0 | 0 |  |  | 4 | 0 | 4 | 4 | #ERROR! | #ERROR! |  |  | Chunk_101 | LINE_ITEM | Sqm | FLOORING_TILE | Granite |  |  | Other Building Elements |  | STAGE_3_ENHANCED_INHERITANCE | 90.0% | ENHANCED_CONTEXT_INHERITANCE | True | False | INHERITED_NO_CHANGE | {}
659 | a | Basic rate of granite - Rs. 200/Sft Location: unit doors & at locations wherever directed by EIC. |  |  | Rmt |  |  | 527 | 667 | 662 | 0 | 1856 | 1856 | #ERROR! | #ERROR! |  |  | Chunk_102 | LINE_ITEM | Rmt | FLOORING_TILE | Granite |  |  | Other Building Elements |  | STAGE_3_ENHANCED_INHERITANCE | 90.0% | ENHANCED_CONTEXT_INHERITANCE | True | False | OVERRIDE_UNIT_CONTRADICTION | {}
660 | N 2 | Providing & laying of 18-20mm thk granite Skirting 100 mm high , as per drawing set in CM 1:3 (1 Cement: 3 M-sand) including fixing of skirting as per instructions of EIC . .The rate to be inclusive of cleaning & washing with diluted detergent, & remove cement mortar deposits, curing, pointing with suitable matching cement based grout of BAL make or approved equivalent, etc., complete. | [15 empty] | Chunk_93_HEADER | HEADER |  | FLOORING_TILE | Granite | 1:3 | 20mm thickness | Other Building Elements | ACTIVITY PRIORITY CORRECTED: Applied FLOORING_TILE schema, specifying material as 'Granite', extracting '1:3' for material_grade, and '20mm' for extracted_dimensions. | STAGE_2_AI_VERIFIED_WITH_ACTIVITY_PRIORITY | 95.0% | AI_HEADER_VERIFICATION_ACTIVITY_PRIORITY |  |  | HEADER_VERIFICATION | {}
661 | N 1 | Providing, cutting to required size & Laying of 18-20 mm thick approved polished Granite stone slab flooring as per specified pattern, laid over minimum 20mm thk and to match the top of flooring as indicated in drawings with cement mortar bed of 1:4 (1 Cement: 4 M-sand) over which cement slurry @3.3kg/m applied , pointing with suitable matching cement based grout of BAL make or approved equivalent, cleaning & washing with diluted detergent, & remove cement mortar deposits, including cleaning , & providing protection sheet with 275 GSM – 2 mm thick Floor guard make or equivalent, joints to be taped, should remain intact till handing over, removed & disposed out of site after completion, etc., complete as directed by EIC. | [12 empty] | 0 |  |  | Chunk_91_HEADER | HEADER |  | FLOORING_TILE | Granite | 1:4 | 20mm thickness | Load-bearing Structural Frame | ACTIVITY PRIORITY CORRECTED: Applied FLOORING_TILE schema, specifying material as 'Granite' and extracting '1:4' for material_grade. | STAGE_2_AI_VERIFIED_WITH_ACTIVITY_PRIORITY | 95.0% | AI_HEADER_VERIFICATION_ACTIVITY_PRIORITY |  |  | HEADER_VERIFICATION | {}
662 | N 14 | Providing, cutting to required size & laying of 18-20 mm thick approved finish Granite slabs for lift cladding / 200mm wide lift jamb architrave as per pattern shown in the drawing, set to line and level in CM 1:4 (1 Cement : 4 M-Sand) of minimum 20mm thk and to match the top of flooring as indicated in drawings with grey cement base slurry @3.3 kg/sqm. The rate is inclusive of cutting of granite for box cut-outs, fireman switch, making of holes for call button of approximate size -16-25 mm dia or size as indicated in the dwg, sizing of granite, POP supports to hold the granite slab till setting time, curing, pointing with suitable matching cement based grout of BAL make or approved equivalent, etc., Contractor has to ensure protection of finished cladding surface till handing overetc., complete etc., complete. Note : Rate to include All straight / exposed edges to be edge polished. | [12 empty] | 0 |  |  | Chunk_99_HEADER | HEADER |  | FLOORING_TILE | Granite | 1:4 | 20mm thickness | Load-bearing Structural Frame | ACTIVITY PRIORITY CORRECTED: Strict schema for FLOORING_TILE applied based on material (Granite) and bedding mortar ratio (CM 1:4). | STAGE_2_AI_VERIFIED_WITH_ACTIVITY_PRIORITY | 95.0% | AI_HEADER_VERIFICATION_ACTIVITY_PRIORITY |  |  | HEADER_VERIFICATION | {}
663 | N 12 | Providing & fixing of 18-20mm thick approved sample of Granite for Coping - 100mm wide of specified width/pattern as shown in dwg , laid over masonry/Concrete walls & wherever directed by EIC laid over 20 mm thick set in CM 1 : 4, including, roughening rear surface of granite by spraying of sand on adhesive or any suitable means for better bonding with mortar, edge polishing of all exposed sides. Coping to project 20 mm all round beyond the plastered surface & for size of coping as shown in drawing etc., complete. Location: At locations wherever directed by EIC. Basic rate of cement : Rs.240/bag | [12 empty] | 0 |  |  | Chunk_98_HEADER | HEADER |  | FLOORING_TILE | Granite | 1:4 | 20mm thickness | Non-loadbearing Items | ACTIVITY PRIORITY CORRECTED: Strict schema for FLOORING_TILE applied based on material (Granite) and bedding mortar ratio (CM 1:4). | STAGE_2_AI_VERIFIED_WITH_ACTIVITY_PRIORITY | 95.0% | AI_HEADER_VERIFICATION_ACTIVITY_PRIORITY |  |  | HEADER_VERIFICATION | {}
664 | N 15 | Providing & laying of 160+/-10mm wide 18-20mm thick Black Granite strip inlay to match the width of wall to be laid in the junction between living/ bedroom / toilets flooring, set in CM 1:6 including pointing of joints with matching colour pigment of cement based grout, etc. complete. | [12 empty] | 0 |  |  | Chunk_102_HEADER | HEADER |  | FLOORING_TILE | Granite | 1:6 | 10mm thickness | Other Building Elements | ACTIVITY PRIORITY CONFIRMED: Laying | STAGE_2_AI_VERIFIED_WITH_ACTIVITY_PRIORITY | 95.0% | AI_HEADER_VERIFICATION_ACTIVITY_PRIORITY |  |  | HEADER_VERIFICATION | {}
665 |  | Providing & grouting with EPOXY BASED GROUT of BAL-ENDURA / LATICRETE or equivalent ,etc., complete (quote for grouting works only). Location : Open Terrace (1st Floor) & Canopy flooring at all levels & at locations wherever directed by EIC. |  |  | Sqm |  |  |  |  | 121 |  | 121 | 121 | #ERROR! | #ERROR! | Consider the Refugee area in Tower C |  | Chunk_119 | LINE_ITEM | Sqm | FLOORING_TILE | Industrial Tiles |  |  | Other Building Elements |  | STAGE_3_ENHANCED_INHERITANCE | 90.0% | ENHANCED_CONTEXT_INHERITANCE | True | False | INHERITED_WITH_MODIFICATION | {}
666 | N 30 | Providing & Laying Industrial Tiles of Restile make for flooring of approved make, colour and thickness laid over CM 1 : 6 (1 Cement: 6 M sand) of minimum 20mm thk and to match the top of flooring as indicated in drawings and cement slurry @ 3.3 kg/ sqm, tamped, laid to required line & level, including cutting of tiles. Rate to include for providing & fixing of Tile Spacers of 3 mm thick , cleaned & washed with suitable effective Cleaning agent or any suitable means as per instructions of EIC, covering to protect tile with 275 GSM – 2 mm thick Floor guard make or equivalent, joints to be taped, should remain intact till handing over, removed & disposed out of site after completion, etc., complete.. NOTE: RATE TO EXCLUDE FOR GROUTING. Basic Rate Rs.60/sft SIZE OF TILE - 600 mm x 600 mm. Location : Open Terrace at Ground Floor & Refuge flooring at all levels & at locations wherever directed by EIC. |  |  | Sqm |  |  | 0 | 0 | 121 |  | 121 | 121 | #ERROR! | #ERROR! | Consider the Refugee area in Tower C |  | Chunk_119_HEADER | HEADER |  | FLOORING_TILE | Industrial Tiles | 1 : 6 | 20mm thickness | Other Building Elements | ACTIVITY PRIORITY CORRECTED: Strict schema for FLOORING_TILE applied: material_grade extracted as ratio '1 : 6', extracted_dimensions set to null as not specified in schema for this category. Incidental details like spacer thickness (3mm) and bedding thickness (20mm) are ignored for primary categorization and schema extraction. | STAGE_2_AI_VERIFIED_WITH_ACTIVITY_PRIORITY | 95.0% | AI_HEADER_VERIFICATION_ACTIVITY_PRIORITY |  |  | HEADER_VERIFICATION | {}
667 |  | Providing & Laying Industrial Tiles of Restile make for skirting -100 mm high of approved make, colour and thickness laid over CM 1 : 3 (1 Cement: 3 M-sand) of 12mm thk including providing and fixing Tile spacers of 3 mm & washed with suitable effective Cleaning agent , providing & grouting with epoxy based grout of BAL-ENDURA / LATICRETE or equivalent, including cutting of tiles as required, necessary lead and lift., etc. complete. NOTE: RATE TO EXCLUDE FOR GROUTING. Basic Rate Rs.60/sft SIZE OF TILE - 600 mm x 600 mm. Location : Open Terrace at Ground Floor & Refuge flooring at all levels & at locations wherever directed by EIC. |  |  | Rmt |  |  | 0 | 0 | 50 |  | 50 | 50 | #ERROR! | #ERROR! | Consider the Refugee area in Tower C |  | Chunk_121_HEADER | HEADER |  | FLOORING_TILE | Industrial Tiles | 1:3 | 100mm thickness | Other Building Elements | ACTIVITY PRIORITY CONFIRMED: Laying | STAGE_2_AI_VERIFIED_WITH_ACTIVITY_PRIORITY | 95.0% | AI_HEADER_VERIFICATION_ACTIVITY_PRIORITY |  |  | HEADER_VERIFICATION | {}
668 | N 31.1 | Tile Size : 300x300mm - Matt finish ceramic tile : Basic rate : Rs.34/Sft Location : Balcony flooring & at locations wherever directed by EIC. | [11 empty] | #ERROR! | #ERROR! | Consider the Flat Balconies |  | Chunk_122 | LINE_ITEM |  | FLOORING_TILE | Matt finish ceramic tile |  | 300mm thickness | Other Building Elements |  | STAGE_3_ENHANCED_INHERITANCE | 90.0% | ENHANCED_CONTEXT_INHERITANCE | True | False | INHERITED_WITH_MODIFICATION | {}
669 |  | SUB TOTAL OF FLOORING WORKS | [12 empty] | 22500875.22 |  |  | Chunk_132 | LINE_ITEM |  | FLOORING_TILE | N/A |  |  | Other Building Elements |  | STAGE_3_ENHANCED_INHERITANCE | 90.0% | ENHANCED_CONTEXT_INHERITANCE | False | False | OVERRIDE_NEW_ACTIVITY | {}
670 | N 33.1 | Basic Rate : Rs.20/Sft Location : Terrace flooring & at locations wherever directed by EIC. |  |  | Sqm |  |  | 0 | 0 | 0 |  | 0 | RO |  | 0 | Project head to confirm lineitem required or not |  | Chunk_128 | LINE_ITEM | Sqm | FLOORING_TILE | Pressed Clay Tiles |  |  | Other Building Elements |  | STAGE_3_ENHANCED_INHERITANCE | 90.0% | ENHANCED_CONTEXT_INHERITANCE | True | False | INHERITED_NO_CHANGE | {}
671 | N 33 | Alternate item for Terrace clay tiles: Providing and laying pressed clay tiles over CM 1 : 6 (1 Cement: 6 M-sand) of minimum 20mm thk and to match the top of flooring as indicated in drawings over which cement slurry/ paste @ 3.3 kg / sqm on terraces to required line, level & slope with including providing 6 mm tile spacers, curing, cleaning, lead & lift etc., complete. Tile size - 9" x 9" - 18 mm thk or 5" x 10" - 15-16mm thk NOTE: RATE TO EXCLUDE FOR GROUTING. | [12 empty] | 0 |  |  | Chunk_128_HEADER | HEADER |  | FLOORING_TILE | Pressed Clay Tiles | 1 : 6 | 20mm thickness | Other Building Elements | ACTIVITY PRIORITY CORRECTED: Applied strict FLOORING_TILE schema. Material grade is the cement ratio; extracted dimensions are not applicable per schema. | STAGE_2_AI_VERIFIED_WITH_ACTIVITY_PRIORITY | 95.0% | AI_HEADER_VERIFICATION_ACTIVITY_PRIORITY |  |  | HEADER_VERIFICATION | {}
672 |  | Basement-3 floor lvl to Stilt floor level |  |  | Rmt |  |  | 79 | 53 | 55 |  | 187 | 187 | #ERROR! | #ERROR! |  |  | Chunk_111 | LINE_ITEM | Rmt | FLOORING_TILE | Vitrified Tiles |  |  | Foundations (Substructure) |  | STAGE_3_ENHANCED_INHERITANCE | 90.0% | ENHANCED_CONTEXT_INHERITANCE | True | False | INHERITED_WITH_MODIFICATION | {}
673 |  | Basement-2 floor lvl to Stilt floor level |  |  | Sqm |  |  | 7 | 7 | 7 | 0 | 21 | 21 | #ERROR! | #ERROR! |  |  | Chunk_112 | LINE_ITEM | Sqm | FLOORING_TILE | Vitrified Tiles |  |  | Foundations (Substructure) |  | STAGE_3_ENHANCED_INHERITANCE | 90.0% | ENHANCED_CONTEXT_INHERITANCE | True | False | INHERITED_NO_CHANGE | {}
674 |  | VITRIFIED FLOORING, CLADDING, SKIRTING WORKS | [12 empty] | 0 |  |  | Chunk_106 | LINE_ITEM |  | FLOORING_TILE | Vitrified Tiles |  |  | Facades |  | STAGE_3_ENHANCED_INHERITANCE | 90.0% | ENHANCED_CONTEXT_INHERITANCE | True | False | INHERITED_WITH_MODIFICATION | {}
675 | N 28 | ALTERNATE ITEM TO N 27 : Providing & Laying Vitrified Tile for Dado / Cladding laid with Tile Adhesive of specified thickness from Laticrete / FOSROC/ BASF or Equivalent make as per manufactures spec. including providing & fixing of tile spacers of 3 mm, including cutting of tiles, washing & cleaning tile surface etc., complete as per standard specifications / approved drawings & as directed by EIC. Contractor has to ensure protection of finished dado/ cladded surface till handing over Tile Size : 600x600mm Vitrified Tiles Location : lift lobby dado & at locations wherever directed by EIC. Basic rate : Rs.45/Sft |  |  | Sqm | [6 empty] | 0 | RO | #ERROR! | 0 |  |  | Chunk_114_HEADER | HEADER |  | FLOORING_TILE | Vitrified Tiles |  | 3mm thickness | Facades | ACTIVITY PRIORITY CONFIRMED: Laying Vitrified Tile | STAGE_2_AI_VERIFIED_WITH_ACTIVITY_PRIORITY | 95.0% | AI_HEADER_VERIFICATION_ACTIVITY_PRIORITY |  |  | HEADER_VERIFICATION | {}
676 | N 25.1 | Tile Size : 800x800mm Location : Apartment Units (Living, Dining, Family, Foyer, study, other bedrooms, Kitchen & utility areas) flooring & at locations wherever directed by EIC. Basic rate : Rs.40/Sft | [12 empty] | 0 |  |  | Chunk_107 | LINE_ITEM |  | FLOORING_TILE | Vitrified Tiles |  | 800mm thickness | Other Building Elements |  | STAGE_3_ENHANCED_INHERITANCE | 90.0% | ENHANCED_CONTEXT_INHERITANCE | True | False | INHERITED_WITH_MODIFICATION | {}
677 |  | Ground Floor to 5th floor |  |  | Sqm |  |  | 1862 | 2860 | 2209 |  | 6931 | 6931 | #ERROR! | #ERROR! |  |  | Chunk_107 | LINE_ITEM | Sqm | FLOORING_TILE | Vitrified Tiles |  |  | Other Building Elements |  | STAGE_3_ENHANCED_INHERITANCE | 90.0% | ENHANCED_CONTEXT_INHERITANCE | True | False | INHERITED_NO_CHANGE | {}
678 |  | 6th floor to 10th floor |  |  | Sqm |  |  | 1730 | 2535 | 2070 |  | 6335 | 6335 | #ERROR! | #ERROR! |  |  | Chunk_107 | LINE_ITEM | Sqm | FLOORING_TILE | Vitrified Tiles |  |  | Other Building Elements |  | STAGE_3_ENHANCED_INHERITANCE | 90.0% | ENHANCED_CONTEXT_INHERITANCE | True | False | INHERITED_NO_CHANGE | {}
679 |  | 11th floor to 15th floor |  |  | Sqm |  |  | 1730 | 2535 | 2070 |  | 6335 | 6335 | #ERROR! | #ERROR! |  |  | Chunk_107 | LINE_ITEM | Sqm | FLOORING_TILE | Vitrified Tiles |  |  | Other Building Elements |  | STAGE_3_ENHANCED_INHERITANCE | 90.0% | ENHANCED_CONTEXT_INHERITANCE | True | False | INHERITED_NO_CHANGE | {}
680 |  | 16th floor to 20th floor |  |  | Sqm |  |  | 1384 | 2028 | 2002 |  | 5414 | 5414 | #ERROR! | #ERROR! |  |  | Chunk_107 | LINE_ITEM | Sqm | FLOORING_TILE | Vitrified Tiles |  |  | Other Building Elements |  | STAGE_3_ENHANCED_INHERITANCE | 90.0% | ENHANCED_CONTEXT_INHERITANCE | True | False | INHERITED_NO_CHANGE | {}
681 |  | 20th floor lvl to Terrace |  |  | Sqm |  |  | 0 | 0 | 692 |  | 692 | 692 | #ERROR! | #ERROR! |  |  | Chunk_107 | LINE_ITEM | Sqm | FLOORING_TILE | Vitrified Tiles |  |  | Other Building Elements |  | STAGE_3_ENHANCED_INHERITANCE | 90.0% | ENHANCED_CONTEXT_INHERITANCE | True | False | INHERITED_NO_CHANGE | {}
682 | N 26.1 | Tile Size : 800x800mm Location : Apartment Units (Living, Dining, Family, Foyer, study, other bedrooms, Kitchen & utility areas) flooring & at locations wherever directed by EIC. Basic rate : Rs.40/Sft | [12 empty] | 0 |  |  | Chunk_111 | LINE_ITEM |  | FLOORING_TILE | Vitrified Tiles |  | 800mm thickness | Other Building Elements |  | STAGE_3_ENHANCED_INHERITANCE | 90.0% | ENHANCED_CONTEXT_INHERITANCE | True | False | INHERITED_WITH_MODIFICATION | {}
683 |  | Ground Floor to 5th floor |  |  | Rmt |  |  | 1881 | 2783 | 2007 |  | 6671 | 6671 | #ERROR! | #ERROR! |  |  | Chunk_111 | LINE_ITEM | Rmt | FLOORING_TILE | Vitrified Tiles |  |  | Other Building Elements |  | STAGE_3_ENHANCED_INHERITANCE | 90.0% | ENHANCED_CONTEXT_INHERITANCE | True | False | INHERITED_NO_CHANGE | {}
684 |  | 6th floor to 10th floor |  |  | Rmt |  |  | 1745 | 2470 | 1880 |  | 6095 | 6095 | #ERROR! | #ERROR! |  |  | Chunk_111 | LINE_ITEM | Rmt | FLOORING_TILE | Vitrified Tiles |  |  | Other Building Elements |  | STAGE_3_ENHANCED_INHERITANCE | 90.0% | ENHANCED_CONTEXT_INHERITANCE | True | False | INHERITED_NO_CHANGE | {}
685 |  | 11th floor to 15th floor |  |  | Rmt |  |  | 1745 | 2470 | 1880 |  | 6095 | 6095 | #ERROR! | #ERROR! |  |  | Chunk_111 | LINE_ITEM | Rmt | FLOORING_TILE | Vitrified Tiles |  |  | Other Building Elements |  | STAGE_3_ENHANCED_INHERITANCE | 90.0% | ENHANCED_CONTEXT_INHERITANCE | True | False | INHERITED_NO_CHANGE | {}
686 |  | 16th floor to 20th floor |  |  | Rmt |  |  | 1396 | 1976 | 1819 |  | 5191 | 5191 | #ERROR! | #ERROR! |  |  | Chunk_111 | LINE_ITEM | Rmt | FLOORING_TILE | Vitrified Tiles |  |  | Other Building Elements |  | STAGE_3_ENHANCED_INHERITANCE | 90.0% | ENHANCED_CONTEXT_INHERITANCE | True | False | INHERITED_NO_CHANGE | {}
687 |  | 20th floor lvl to Terrace |  |  | Rmt |  |  | 0 | 0 | 630 |  | 630 | 630 | #ERROR! | #ERROR! |  |  | Chunk_111 | LINE_ITEM | Rmt | FLOORING_TILE | Vitrified Tiles |  |  | Other Building Elements |  | STAGE_3_ENHANCED_INHERITANCE | 90.0% | ENHANCED_CONTEXT_INHERITANCE | True | False | INHERITED_NO_CHANGE | {}
688 |  | Ground Floor to 5th floor |  |  | Rmt |  |  | 545 | 563 | 479 |  | 1587 | 1587 | #ERROR! | #ERROR! |  |  | Chunk_111 | LINE_ITEM | Rmt | FLOORING_TILE | Vitrified Tiles |  |  | Other Building Elements |  | STAGE_3_ENHANCED_INHERITANCE | 90.0% | ENHANCED_CONTEXT_INHERITANCE | True | False | INHERITED_NO_CHANGE | {}
689 |  | 6th floor to 10th floor |  |  | Rmt |  |  | 515 | 495 | 450 |  | 1460 | 1460 | #ERROR! | #ERROR! |  |  | Chunk_111 | LINE_ITEM | Rmt | FLOORING_TILE | Vitrified Tiles |  |  | Other Building Elements |  | STAGE_3_ENHANCED_INHERITANCE | 90.0% | ENHANCED_CONTEXT_INHERITANCE | True | False | INHERITED_NO_CHANGE | {}
690 |  | 11th floor to 15th floor |  |  | Rmt |  |  | 515 | 495 | 450 |  | 1460 | 1460 | #ERROR! | #ERROR! |  |  | Chunk_111 | LINE_ITEM | Rmt | FLOORING_TILE | Vitrified Tiles |  |  | Other Building Elements |  | STAGE_3_ENHANCED_INHERITANCE | 90.0% | ENHANCED_CONTEXT_INHERITANCE | True | False | INHERITED_NO_CHANGE | {}
691 |  | 16th floor to 20th floor |  |  | Rmt |  |  | 412 | 396 | 434 |  | 1242 | 1242 | #ERROR! | #ERROR! |  |  | Chunk_111 | LINE_ITEM | Rmt | FLOORING_TILE | Vitrified Tiles |  |  | Other Building Elements |  | STAGE_3_ENHANCED_INHERITANCE | 90.0% | ENHANCED_CONTEXT_INHERITANCE | True | False | INHERITED_NO_CHANGE | {}
692 |  | 20th floor lvl to Terrace |  |  | Rmt |  |  | 0 | 0 | 148 |  | 148 | 148 | #ERROR! | #ERROR! |  |  | Chunk_111 | LINE_ITEM | Rmt | FLOORING_TILE | Vitrified Tiles |  |  | Other Building Elements |  | STAGE_3_ENHANCED_INHERITANCE | 90.0% | ENHANCED_CONTEXT_INHERITANCE | True | False | INHERITED_NO_CHANGE | {}
693 | N 26.3 | Tile size : 600mm x 1200mm Location : common area corridor/ Lobby flooring & at locations wherever directed by EIC. Basic rate : Rs.52/Sft | [12 empty] | 0 | Consider the Corridor Area of the Towers. |  | Chunk_111 | LINE_ITEM |  | FLOORING_TILE | Vitrified Tiles |  | 600mm thickness | Other Building Elements |  | STAGE_3_ENHANCED_INHERITANCE | 90.0% | ENHANCED_CONTEXT_INHERITANCE | True | False | INHERITED_WITH_MODIFICATION | {}
694 |  | Ground Floor to 5th floor |  |  | Rmt |  |  | 539 | 635 | 483 |  | 1657 | 1657 | #ERROR! | #ERROR! |  |  | Chunk_111 | LINE_ITEM | Rmt | FLOORING_TILE | Vitrified Tiles |  |  | Other Building Elements |  | STAGE_3_ENHANCED_INHERITANCE | 90.0% | ENHANCED_CONTEXT_INHERITANCE | True | False | INHERITED_WITH_MODIFICATION | {}
695 |  | 6th floor to 10th floor |  |  | Rmt |  |  | 450 | 500 | 355 |  | 1305 | 1305 | #ERROR! | #ERROR! |  |  | Chunk_111 | LINE_ITEM | Rmt | FLOORING_TILE | Vitrified Tiles |  |  | Other Building Elements |  | STAGE_3_ENHANCED_INHERITANCE | 90.0% | ENHANCED_CONTEXT_INHERITANCE | True | False | INHERITED_WITH_MODIFICATION | {}
696 |  | 11th floor to 15th floor |  |  | Rmt |  |  | 450 | 500 | 355 |  | 1305 | 1305 | #ERROR! | #ERROR! |  |  | Chunk_111 | LINE_ITEM | Rmt | FLOORING_TILE | Vitrified Tiles |  |  | Other Building Elements |  | STAGE_3_ENHANCED_INHERITANCE | 90.0% | ENHANCED_CONTEXT_INHERITANCE | True | False | INHERITED_WITH_MODIFICATION | {}
697 |  | 16th floor to 20th floor |  |  | Rmt |  |  | 360 | 400 | 355 |  | 1115 | 1115 | #ERROR! | #ERROR! |  |  | Chunk_111 | LINE_ITEM | Rmt | FLOORING_TILE | Vitrified Tiles |  |  | Other Building Elements |  | STAGE_3_ENHANCED_INHERITANCE | 90.0% | ENHANCED_CONTEXT_INHERITANCE | True | False | INHERITED_WITH_MODIFICATION | {}
698 |  | 20th floor lvl to Terrace |  |  | Rmt |  |  | 0 | 0 | 142 |  | 142 | 142 | #ERROR! | #ERROR! |  |  | Chunk_111 | LINE_ITEM | Rmt | FLOORING_TILE | Vitrified Tiles |  |  | Other Building Elements |  | STAGE_3_ENHANCED_INHERITANCE | 90.0% | ENHANCED_CONTEXT_INHERITANCE | True | False | INHERITED_WITH_MODIFICATION | {}
699 | N 27.1 | Tile Size : 600x600mm Vitrified Tiles Location : lift lobby dado & at locations wherever directed by EIC. Basic rate : Rs.45/Sft | [12 empty] | 0 | Consider the lift lobby dadoing upto 1.2m from the FFL & remaning we have finished with Emulsion paint till false ceiling level & above false ceiling has finished with OBD paint. |  | Chunk_112 | LINE_ITEM |  | FLOORING_TILE | Vitrified Tiles |  | 600mm thickness | Other Building Elements |  | STAGE_3_ENHANCED_INHERITANCE | 90.0% | ENHANCED_CONTEXT_INHERITANCE | True | False | INHERITED_WITH_MODIFICATION | {}
700 |  | Ground floor lvl to 1st Floor lvl |  |  | Sqm | 0 | 0 | 0 | 0 | 0 | 0 | 0 | RO | #ERROR! | 0 |  |  | Chunk_112 | LINE_ITEM | Sqm | FLOORING_TILE | Vitrified Tiles |  |  | Other Building Elements |  | STAGE_3_ENHANCED_INHERITANCE | 90.0% | ENHANCED_CONTEXT_INHERITANCE | True | False | INHERITED_NO_CHANGE | {}
701 |  | 1st floor lvl to 5th floor lvl |  |  | Sqm |  |  | 17 | 17 | 17 | 0 | 51 | 51 | #ERROR! | #ERROR! |  |  | Chunk_112 | LINE_ITEM | Sqm | FLOORING_TILE | Vitrified Tiles |  |  | Other Building Elements |  | STAGE_3_ENHANCED_INHERITANCE | 90.0% | ENHANCED_CONTEXT_INHERITANCE | True | False | INHERITED_NO_CHANGE | {}
702 |  | 5th floor lvl to 10th floor lvl |  |  | Sqm |  |  | 17 | 17 | 17 | 0 | 51 | 51 | #ERROR! | #ERROR! |  |  | Chunk_112 | LINE_ITEM | Sqm | FLOORING_TILE | Vitrified Tiles |  |  | Other Building Elements |  | STAGE_3_ENHANCED_INHERITANCE | 90.0% | ENHANCED_CONTEXT_INHERITANCE | True | False | INHERITED_NO_CHANGE | {}
703 |  | 10th floor lvl to 15th floor lvl |  |  | Sqm |  |  | 17 | 17 | 17 | 0 | 51 | 51 | #ERROR! | #ERROR! |  |  | Chunk_112 | LINE_ITEM | Sqm | FLOORING_TILE | Vitrified Tiles |  |  | Other Building Elements |  | STAGE_3_ENHANCED_INHERITANCE | 90.0% | ENHANCED_CONTEXT_INHERITANCE | True | False | INHERITED_NO_CHANGE | {}
704 |  | 15th floor lvl to 20th floor lvl |  |  | Sqm |  |  | 13 | 13 | 17 | 0 | 43 | 43 | #ERROR! | #ERROR! |  |  | Chunk_112 | LINE_ITEM | Sqm | FLOORING_TILE | Vitrified Tiles |  |  | Other Building Elements |  | STAGE_3_ENHANCED_INHERITANCE | 90.0% | ENHANCED_CONTEXT_INHERITANCE | True | False | INHERITED_NO_CHANGE | {}
705 |  | 20th floor lvl to Terrace |  |  | Sqm |  |  | 4 | 4 | 13 | 0 | 21 | 21 | #ERROR! | #ERROR! |  |  | Chunk_112 | LINE_ITEM | Sqm | FLOORING_TILE | Vitrified Tiles |  |  | Other Building Elements |  | STAGE_3_ENHANCED_INHERITANCE | 90.0% | ENHANCED_CONTEXT_INHERITANCE | True | False | INHERITED_NO_CHANGE | {}
706 |  | Providing & grouting with EPOXY BASED GROUT of BAL-ENDURA / LATICRETE or equivalent ,etc., complete (quote for grouting works only). Location : At locations wherever directed by EIC. |  |  | Sqm | [6 empty] | 0 | RO | #ERROR! | 0 |  |  | Chunk_114 | LINE_ITEM | Sqm | FLOORING_TILE | Vitrified Tiles |  |  | Other Building Elements |  | STAGE_3_ENHANCED_INHERITANCE | 90.0% | ENHANCED_CONTEXT_INHERITANCE | True | False | INHERITED_WITH_MODIFICATION | {}
707 | N 33.2 | "Providing & laying vitrified tiles (SRI tiles) for flooring of approved make, colour and thickness laid over CM 1 : 6 (1 Cement: 6 M-sand) of minimum 20mm thk and to match the top of flooring as indicated in drawings and cement slurry @ 3.3 kg/ sqm, tamped, laid to required line & level, including cutting of tiles. Rate to include for providing & fixing of Tile Spacers of 3 mm thick , cleaned & washed with suitable effective cleaning agent or any suitable means as per instructions of EIC, covering to protect tile with 275 GSM # 2 mm thick Floor guard make or equivalent, joints to be taped, should remain intact till handing over, removed & disposed out of site after completion, etc., complete. NOTE: RATE TO EXCLUDE FOR GROUTING Basic rate of tile: Rs. 43/sft for SRI tiles. Size of tile: 300x300 mm Location : Terrace flooring & at locations wherever directed by EIC. |  |  | Sqm |  |  | 796 | 994 | 740 | 253 | 2783 | 2783 | 1277 | 3553891 | Schedule H indicates clay tiles, considered vit tiles as part of premiumization. Project head to note & confirm on the same |  | Chunk_125_HEADER | HEADER |  | FLOORING_TILE | Vitrified Tiles | 1 : 6 | 20mm thickness | Other Building Elements | ACTIVITY PRIORITY CORRECTED: Applied strict FLOORING_TILE schema. Material grade is the cement ratio; extracted dimensions are not applicable per schema. | STAGE_2_AI_VERIFIED_WITH_ACTIVITY_PRIORITY | 95.0% | AI_HEADER_VERIFICATION_ACTIVITY_PRIORITY |  |  | HEADER_VERIFICATION | {}
708 | N 26 | Providing & Fixing of Vitrified tile skirting 100 mm high, laid with CM 1 : 3 (1 Cement: 3 M-sand) of 12mm thk as per instructions of EIC, including providing and fixing Tile spacers of 3 mm, washed with suitable effective Cleaning agent, providing & grouting with epoxy based grout of BAL-ENDURA / LATICRETE or equivalent, including cutting of tiles as required, necessary lead and lift, protected with suitable protection material & to remain intact till handing over, removed & disposed out of site after completion, etc., complete. | [12 empty] | 0 |  |  | Chunk_111_HEADER | HEADER |  | FLOORING_TILE | Vitrified Tiles | 1:3 | 100mm thickness | Other Building Elements | ACTIVITY PRIORITY CONFIRMED: Fixing Vitrified tile skirting | STAGE_2_AI_VERIFIED_WITH_ACTIVITY_PRIORITY | 95.0% | AI_HEADER_VERIFICATION_ACTIVITY_PRIORITY |  |  | HEADER_VERIFICATION | {}
709 | N 27 | Providing & Laying Vitrified Tile for Dado / Cladding laid over CM 1 : 6 (1 Cement: 6 M-sand) of average 12 mm thick, over which cement slurry/ paste 3.3 kg / sqm shall be applied on the rear surface of the tile including providing & fixing of tile spacers of 3 mm, including cutting of tiles & cleaning tile surface etc., complete as per standard specifications / approved drawings & as directed by EIC. Contractor has to ensure protection of finished dado/ cladded surface till handing over. NOTE: RATE TO EXCLUDE FOR GROUTING. | [12 empty] | 0 |  |  | Chunk_112_HEADER | HEADER |  | FLOORING_TILE | Vitrified Tiles | 1:6 | 12mm thickness | Facades | ACTIVITY PRIORITY CONFIRMED: Laying Vitrified Tile | STAGE_2_AI_VERIFIED_WITH_ACTIVITY_PRIORITY | 95.0% | AI_HEADER_VERIFICATION_ACTIVITY_PRIORITY |  |  | HEADER_VERIFICATION | {}
710 | N 25 | Providing & Laying Vitrified Tiles for Flooring of approved make, colour and thickness laid over CM 1 : 6 (1 Cement: 6 M-sand) of minimum 20mm thk and to match the top of flooring as indicated in drawings and cement slurry @ 3.3 kg/ sqm, tamped, laid to required line & level, including cutting of tiles. Rate to include for providing & fixing of Tile Spacers of 3 mm thick , cleaned & washed with suitable effective Cleaning agent or any suitable means as per instructions of EIC, covering to protect tile with 275 GSM – 2 mm thick Floor guard make or equivalent, joints to be taped, should remain intact till handing over, removed & disposed out of site after completion, etc., complete. NOTE: RATE TO EXCLUDE FOR GROUTING | [12 empty] | 0 |  |  | Chunk_107_HEADER | HEADER |  | FLOORING_TILE | Vitrified Tiles | 1:6 | 20mm thickness | Other Building Elements | ACTIVITY PRIORITY CONFIRMED: Laying | STAGE_2_AI_VERIFIED_WITH_ACTIVITY_PRIORITY | 95.0% | AI_HEADER_VERIFICATION_ACTIVITY_PRIORITY |  |  | HEADER_VERIFICATION | {}
711 | N 35.1 | Same as above LI N35, but using full ht tile for skirting with Vitrified tiles (SRI tiles) of Size : 300x300mm Location : Terrace Floor skirting & at locations wherever directed by EIC. Basic rate of tile: Rs. 43/sft for SRI tiles. Note: Mode of measurement considered in Sqm. |  |  | Sqm |  |  | 109 | 116 | 95 | 80 | 400 | 400 | 1385 | 554000 |  |  | Chunk_131 | LINE_ITEM | Sqm | FLOORING_TILE | Vitrified tiles (SRI tiles) |  | 300mm thickness | Other Building Elements |  | STAGE_3_ENHANCED_INHERITANCE | 90.0% | ENHANCED_CONTEXT_INHERITANCE | True | False | INHERITED_WITH_MODIFICATION | {}
712 | N 25.2 | Same as line item N25 -but with Wood Finish Vitrified Tiles as instructed by EIC. Tile size : 200mm x 1200mm Location : Master Bedroom flooring & at locations wherever directed by EIC. Basic rate : Rs.48/Sft | [12 empty] | 0 |  |  | Chunk_108 | LINE_ITEM |  | FLOORING_TILE | Wood Finish Vitrified Tiles |  | 200mm thickness | Other Building Elements |  | STAGE_3_ENHANCED_INHERITANCE | 90.0% | ENHANCED_CONTEXT_INHERITANCE | False | False | OVERRIDE_NEW_ACTIVITY | {}
713 | N 26.2 | Same as line item N25 -but with Wood Finish Vitrified Tiles as instructed by EIC. Tile size : 200mm x 1200mm Location : Master Bedroom flooring & at locations wherever directed by EIC. Basic rate : Rs.48/Sft | [12 empty] | 0 | Consider the Master Bedrooom flooring |  | Chunk_111 | LINE_ITEM |  | FLOORING_TILE | Wood Finish Vitrified Tiles |  | 200mm thickness | Other Building Elements |  | STAGE_3_ENHANCED_INHERITANCE | 90.0% | ENHANCED_CONTEXT_INHERITANCE | True | False | INHERITED_WITH_MODIFICATION | {}
714 | K6 | Location : Inner sides + Floor - Lift pit , UG Sump tank, Collection sump, STP,Planter Box & OHT Providing & laying 2 coats Acrylic Polymer Cementitious Coating waterproofing treatment to vertical & horizontal surfaces 1.Adhesion to substrate (ASTMD4541:2002) - >1N/mm2 2.Shore A hardness (ASTMD2240:2010) - 80 3.Tensile strength N/mm2 (ASTM D412-2013) - >1N/mm2 4. Elongation (ASTMD 412) - Minimum 100% 5.Crack Bridging ASTM C 836 : 1995 Up to 2 mm width Surface Preparation 1.Concrete surface must cleaned with wire brush/grinder to remove loose mortar and must be smooth, uniform ,clean and dust free to receive the treatment. Preliminary Treatment: 1.Any crack ,undulations, honey combs, tie rod holes shall be treated with Polymer modified repair mortar as per manufactures recommendation 2.Angle fillet - A groove to be taken at the slab-wall interface and coving ( 30X30mm) made using CM 1:3 admixed with additive as per manufacturers specification 3.Testing by ponding water for 24 hours to identify surface defects 4.If any leak/dampness observed post water ponding Test, it needs to be pressure grouted with appropriate grouting chemical. Acrylic Polymer Cementitious Coating: 1.Two coat brush application of Acrylic reinforced Cementitious flexible waterproofing coating on internal surface to achieve a minimum DFT of 1.5mm Rate to include Making "V" grooves of size 50mm wide & 20mm deep at construction joints by mechanical chipper, saturate the sides of the grooves with water and applying two coats of LATEX SBR bonding slurry and filling the grooves by polymer modified mortar as per manufacturer's specification and all as per the directions of EIC. Mode of measurement will be applied surface area. | [15 empty] | Chunk_157 | LINE_ITEM |  | WATERPROOFING_MEMBRANE | Acrylic Polymer Cementitious Coating |  |  | Load-bearing Structural Frame |  | STAGE_3_ENHANCED_INHERITANCE | 90.0% | ENHANCED_CONTEXT_INHERITANCE | True | False | OVERRIDE_NEW_ACTIVITY | {}
715 | R 6 | Location : Inner sides + Floor - OHT Providing & laying 2 coats Acrylic Polymer Cementitious Coating waterproofing treatment to vertical & horizontal surfaces 1.Adhesion to substrate (ASTMD4541:2002) - >1N/mm2 2.Shore A hardness (ASTMD2240:2010) - 80 3.Tensile strength N/mm2 (ASTM D412-2013) - >1N/mm2 4. Elongation (ASTMD 412) - Minimum 100% 5.Crack Bridging ASTM C 836 : 1995 Up to 2 mm width Surface Preparation 1.Concrete surface must cleaned with wire brush/grinder to remove loose mortar and must be smooth, uniform ,clean and dust free to receive the treatment. Preliminary Treatment 1.Any crack ,undulations, honey combs, tie rod holes shall be treated with Polymer modified repair mortar as per manufactures recommendation 2.Angle fillet - A groove to be taken at the slab-wall interface and coving ( 30X30mm) made using CM 1:3 admixed with additive as per manufacturers specification 3.Testing by ponding water for 24 hours to identify surface defects 4.If any leak/dampness observed post water ponding Test, it needs to be pressure grouted with appropriate grouting chemical. Acrylic Polymer Cementitious Coating: 1.Two coat brush application of Acrylic reinforced Cementitious flexible waterproofing coating on internal surface to achieve a minimum DFT of 1.5mm Rate to include Making "V" grooves of size 50mm wide & 20mm deep at construction joints by mechanical chipper, saturate the sides of the grooves with water and applying two coats of CERA LATEX SBR bonding slurry and filling the grooves by polymer modified mortar as per manufacturer's specification and all as per the directions of EIC. Mode of measurement will be applied surface area. |  |  | Sqm |  |  | 128 | 128 | 128 |  | 384 | 384 | 500 | 192000 | All the dmensions as per MEP drawings Tower C - OHT details are avilable and considered same for Tower A & B Clubhouse OHT is as per Architectural provision drawings |  | Chunk_174_HEADER | HEADER |  | WATERPROOFING_MEMBRANE | Acrylic Polymer Cementitious Coating | Two coats |  | Load-bearing Structural Frame | ACTIVITY PRIORITY CONFIRMED: Providing & laying waterproofing treatment | STAGE_2_AI_VERIFIED_WITH_ACTIVITY_PRIORITY | 95.0% | AI_HEADER_VERIFICATION_ACTIVITY_PRIORITY |  |  | HEADER_VERIFICATION | {}
716 | R 1.1 | Providing and Laying 150gsm Geotextile membrane over the waterproofing coating as a protection layer. Mode of measurement will be applied surface area. |  |  | Sqm | 7288 | 623 | 0 |  |  |  | 0 | 7911 | #ERROR! | #ERROR! | For podium area |  | Chunk_160 | LINE_ITEM | Sqm | WATERPROOFING_MEMBRANE | Geotextile membrane |  |  | Other Building Elements |  | STAGE_3_ENHANCED_INHERITANCE | 90.0% | ENHANCED_CONTEXT_INHERITANCE | True | False | INHERITED_WITH_MODIFICATION | {}
717 | K3 | Location : Retaining wall outer side (Positive side) - Protection sheet Supply and applciation of Medium duty dimpled sheet with 8 mm dimpled , having compressive strength of 200 Kg per sqmt laid over the cured as per the manufacturer's recommendation before backfilling.(Miniumof 3 days to be allowed to cure PU membrane before as per detailed methodology. Application of Protection layer Medium duty HDPE dimpledd membrane (Delta NB) a)Joints of the dimpled sheet are bonded with synthetic adhesive. b)The overlaps of the dimpled sheet should be minimum 100mm. c)Termination of the dimpled sheet is done minimum 200 mm above the ground level by providing a termination bar (25mm Aluminum strip + PU sealant). d)Back filling should be done immediately after application of dimpled sheet. |  |  | Sqm | 4599 | 727 |  |  |  |  | 0 | 5326 | 110 | 585860 | Retaining wall vertical sides from raft top |  | Chunk_157 | LINE_ITEM | Sqm | WATERPROOFING_MEMBRANE | HDPE Dimpled Membrane |  |  | Other Building Elements |  | STAGE_3_ENHANCED_INHERITANCE | 90.0% | ENHANCED_CONTEXT_INHERITANCE | True | False | OVERRIDE_NEW_ACTIVITY | {}
718 | a | Location : Below Raft (Basement Footprint area) & storm water tanks extended beyond basement foot print & at locations directed by EIC |  |  | Sqm | 11437 | 960 |  |  |  |  | 0 | 12397 | 785 | 9731645 | Basement footing area - 10,066.7 Sqm Water retaining structures - 1,369.36 Sqm |  | Chunk_157 | LINE_ITEM | Sqm | WATERPROOFING_MEMBRANE | Polyurethane Coating |  |  | Foundations (Substructure) |  | STAGE_3_ENHANCED_INHERITANCE | 90.0% | ENHANCED_CONTEXT_INHERITANCE | True | False | INHERITED_NO_CHANGE | {}
719 | R 3 | Location : Refugee Terrace Supplying and applying single component, elastomeric 100% pure polyurethane coating Surface Preparation 1.Concrete surface must clean with wire brush/grinder to remove loose mortar and must be smooth, uniform, clean and dust free to receive the treatment. Preliminary Treatment 1. Any crack, construction joints shall be treated with Polymer modified repair mortar by proper grooving arrangement as per manufactures recommendation 2. Block work joints, Blockwall -slab interface to be packed with Polymer modified repair mortar . Treatment to continue up to full hight of the planter wall 3.Angle fillet - Making coving ( 50X50mm) using M20 Grade Concrete admixed with additive as per manufacturers specification 5.Testing by ponding water for 24 hours to identify surface defects Bore packing (Treatment steps given separately) 6.If any leak/dampness observed post water ponding Test, it needs to be pressure grouted with appropriate grouting chemical. 7.A groove to be provided on the wall to terminate the polyurethane coating or as recommended by the manufacturer. 8.skim tape to be provided wherever dissimilar material ( Steel,PVC ) encountered ,to overlap the coating Supplying and applying single component, elastomeric 100% pure polyurethane coating, Fosroc Nitoproof 600PF / FOSROC,SIKA,DRFIXIT, ALCHIMICA or equivalent approved by EIC , which is free from bitumen and tar, having elongation of > 400% (as per ASTM D 412), tensile strength of 2MPa (as per ASTM D 412), crack bridging up to 2mm, Adhesion to concrete 2 N/mm2 , Shore A hardness 60 (As per ASTM 2240), applied in 2 coats with a total consumption of 2.0Kg/sqm to achieve standalone waterproofing DFT of 1.5mm satisfying the requirements of ASTM C898, resistant to plant roots as per UNE CN/TS 14416. The coating shall be continued to the entire horizontal area and vertical area upto 300mm. Silica sand to be sprinkled on coating whereever wall plastering is to be done. The system includes surface preparation, crack treatment, providing haunching and priming the surface with epoxy primer, Fosroc /equivalent applied with a total consumption of 150gms/Sqm or as per manufacturer specifications, followed by application of polyurethane coating. Mode of measurement will be applied surface area. | [15 empty] | Chunk_167_HEADER | HEADER |  | WATERPROOFING_MEMBRANE | Polyurethane Coating |  |  | Load-bearing Structural Frame | ACTIVITY PRIORITY CONFIRMED: Applying | STAGE_2_AI_VERIFIED_WITH_ACTIVITY_PRIORITY | 95.0% | AI_HEADER_VERIFICATION_ACTIVITY_PRIORITY |  |  | HEADER_VERIFICATION | {}
720 | K2 | Location: Retaining wall outer side Supply and SPRAY application of single component, elastomeric 100% pure polyurethane coating & rate to include for the following Surface Preparation 1.Concrete surface must be cleaned with wire brush/grinder to remove loose mortar and must be smooth, uniform, clean and dust free to receive the treatment. Preliminary Treatment 1. Any crack, construction joints shall be treated with Polymer modified repair mortar by proper grooving arrangement (making & filling) as per manufactures recommendation 2.Angle fillet - Making coving (50X50mm) using M20 Grade Concrete admixed with additive as per manufacturers specification 3. Bore packing (Treatment steps given separately) 4.A groove to be provided on the wall to terminate the polyurethane coating or as recommended by the manufacturer. 5.Skim tape to be provided wherever dissimilar material ( Steel,PVC ) encountered ,to overlap the coating 6.If any leakage /dampness is observed in walls, necessary treatment to be done as per directions of EIC at no additional cost. Supplying and applying single component, elastomeric 100% pure polyurethane coating, Fosroc Nitoproof 600PF / FOSROC,SIKA,DRFIXIT,ALCHIMICA or equivalent, which is free from bitumen and tar, having elongation of > 400% (as per ASTM D 412), tensile strength of 2MPa (as per ASTM D 412), crack bridging up to 2mm, Adhesion to concrete 2 N/mm2 , Shore A hardness 60 (As per ASTM 2240), applied in 2 coats with a total consumption of 2.0Kg/sqm to achieve standalone waterproofing DFT of 1.5mm satisfying the requirements of ASTM C898, resistant to plant roots as per UNE CN/TS 14416. The coating shall be continued to the entire vertical area. Silica sand to be sprinkled on coating whereever wall plastering is to be done. The system includes surface preparation, crack treatment, providing haunching and priming the surface with epoxy primer, Fosroc /equivalent applied with a total consumption of 150gms/Sqm or as per manufacturer specifications, followed by application of polyurethane coating. Note: Rate to include Protection sheet over PU coating layer. Providing & laying of 275 GSM – 2 mm thick Floor guard make or equivalent, joints to be taped & should remain intact & as per directions of EIC. Mode of Measurement : Applied/ Laid Surface area. | [15 empty] | Chunk_157_HEADER | HEADER |  | WATERPROOFING_MEMBRANE | Polyurethane Coating |  |  | Other Building Elements | ACTIVITY PRIORITY CONFIRMED: Supply and SPRAY application of polyurethane coating | STAGE_2_AI_VERIFIED_WITH_ACTIVITY_PRIORITY | 95.0% | AI_HEADER_VERIFICATION_ACTIVITY_PRIORITY |  |  | HEADER_VERIFICATION | {}
721 | a | Location : Retaining wall outer side (Positive side) |  |  | Sqm | 4599 | 727 |  |  |  |  | 0 | 5326 | 1108 | 5901208 | Retaining wall vertical sides from raft top |  | Chunk_157 | LINE_ITEM | Sqm | WATERPROOFING_MEMBRANE | Polyurethane Coating |  |  | Other Building Elements |  | STAGE_3_ENHANCED_INHERITANCE | 90.0% | ENHANCED_CONTEXT_INHERITANCE | True | False | INHERITED_NO_CHANGE | {}
722 | a | Location : Lift pit Inner side walls + Floor |  |  | Sqm | 274 | 13 |  |  |  |  | 0 | 287 | #ERROR! | 0 | Inner walls and flooring |  | Chunk_157 | LINE_ITEM | Sqm | WATERPROOFING_MEMBRANE | Polyurethane Coating |  |  | Other Building Elements |  | STAGE_3_ENHANCED_INHERITANCE | 90.0% | ENHANCED_CONTEXT_INHERITANCE | True | False | INHERITED_NO_CHANGE | {}
723 | b | Location : UG Sump tank & Storm water & Roof water Collection sump - Inner walls + Floor |  |  | Sqm | 1645 | 0 |  |  |  |  | 0 | 1645 | #ERROR! | 0 | Inner walls and flooring |  | Chunk_157 | LINE_ITEM | Sqm | WATERPROOFING_MEMBRANE | Polyurethane Coating |  |  | Other Building Elements |  | STAGE_3_ENHANCED_INHERITANCE | 90.0% | ENHANCED_CONTEXT_INHERITANCE | True | False | INHERITED_NO_CHANGE | {}
724 | c | Location : STP - Inner walls + Floor |  |  | Sqm | 1992 | 0 |  |  |  |  | 0 | 1992 | #ERROR! | 0 | Inner walls and flooring |  | Chunk_157 | LINE_ITEM | Sqm | WATERPROOFING_MEMBRANE | Polyurethane Coating |  |  | Other Building Elements |  | STAGE_3_ENHANCED_INHERITANCE | 90.0% | ENHANCED_CONTEXT_INHERITANCE | True | False | INHERITED_NO_CHANGE | {}
725 | d | Location : Planter Box - Inner walls + Floor |  |  | Sqm | 27 | 0 |  |  |  |  | 0 | 27 | #ERROR! | 0 | Planters assumed near entrance lobby since the details are not available 02 no's of 1500x600mm - 1.5m depth 01 no's of 2000x1200mm - 1.5m depth |  | Chunk_157 | LINE_ITEM | Sqm | WATERPROOFING_MEMBRANE | Polyurethane Coating |  |  | Other Building Elements |  | STAGE_3_ENHANCED_INHERITANCE | 90.0% | ENHANCED_CONTEXT_INHERITANCE | True | False | INHERITED_NO_CHANGE | {}
726 | R 1 | Location: Podium Supplying and applying single component, elastomeric 100% pure polyurethane coating Surface Preparation 1.Concrete surface must cleaned with wire brush/grinder to remove loose mortar and must be smooth, uniform, clean and dust free to receive the treatment. Preliminary Treatment 1. Any crack, construction joints shall be treated with Polymer modified repair mortar by proper grooving arrangement as per manufactures recommendation 2. Block work joints, Blockwall -slab interface to be packed with Polymer modified repair mortar. Treatment to continue up to full hight of the planter wall. 3.Angle fillet - Making coving (50X50mm) using M20 Grade Concrete admixed with additive as per manufacturers specification 5.Testing by ponding water for 24 hours to identify surface defects Bore packing (Treatment steps given separately) 6.If any leak/dampness observed post water ponding Test, it needs to be pressure grouted with appropriate grouting chemical. 7.A groove to be provided on the wall to terminate the polyurethane coating or as recommended by the manufacturer. 8.Skim tape to be provided wherever dissimilar material ( Steel,PVC ) encountered ,to overlap the coating Supplying and applying single component, elastomeric 100% pure polyurethane coating, Fosroc Nitoproof 600PF / FOSROC,SIKA,DRFIXIT,ALCHIMICA or equivalent approved by EIC, which is free from bitumen and tar, having elongation of > 400% (as per ASTM D 412), tensile strength of 2MPa (as per ASTM D 412), crack bridging up to 2mm, Adhesion to concrete 2 N/mm2 , Shore A hardness 60 (As per ASTM 2240), applied in 2 coats with a total consumption of 2.0Kg/sqm to achieve standalone waterproofing DFT of 1.5mm satisfying the requirements of ASTM C898, resistant to plant roots as per UNE CN/TS 14416. The coating shall be continued to the entire horizontal area and vertical area sunken depth + 100mm. Silica sand to be sprinkled on coating whereever wall plastering is to be done. The system includes surface preparation, crack treatment, providing haunching and priming the surface with epoxy primer, Fosroc /equivalent applied with a total consumption of 150gms/Sqm or as per manufacturer specifications, followed by application of polyurethane coating. Mode of measurement will be applied surface area. | [5 empty] | 0 | [9 empty] | Chunk_160_HEADER | HEADER |  | WATERPROOFING_MEMBRANE | Polyurethane Coating | 2 coats |  | Load-bearing Structural Frame | ACTIVITY PRIORITY CONFIRMED: Supplying and applying | STAGE_2_AI_VERIFIED_WITH_ACTIVITY_PRIORITY | 95.0% | AI_HEADER_VERIFICATION_ACTIVITY_PRIORITY |  |  | HEADER_VERIFICATION | {}
727 | K5 | Location : Below Raft (Basement Footprint area) & at locations directed by EIC Surface Preparation: 1.Substrate surface (PCC) must be smooth, uniform ,clean and dust free to receive the membrane 2.Any crack shall be treated with Polymer modified repair mortar by proper grooving arrangement as per manufactures recommendation Providing & laying Pre applied (before concreting fixed on FW) 1.2mm thick HDPE membrane of make FOSROC,BASF,SIKA,DR.FIXIT or equivalent approved by EIC, a fully bonded membrane treated with unique pressure sensitive adhesive. The membrane should form an integral bond with the concrete poured against it for casting of slab / raft/retaining wall purpose. The membrane should have the following properties: 1. Elongation as per ASTM D 412 shall be > 500% 2. Puncture Resistance as per ASTM E 154 modified shall be > 1000N 3. Tensile strength as per ASTM D 412 shall be > 25 MPa 4. Peel adhesion to concrete as per ASTM D 903 shall be 2.5N/mm. 5.UV resistance of min. 45 days and conforming to BS 8102:2009 as per manufacturer's recommendation. 6.The pressure sensitive adhesive layer to be covered by a weather proof protective and trafficable granular layer to protect during construction. Installation: 1.The lapping of the membrane to be done as per factory made selvedge's and as per manufacturer recommendation 2.The terminations around sleeves ,footings, pedestals to be done as per manufacturer recommendation 3.Extra membrane to be left at the edges for vertical member overlap Mode of measurement will be applied surface area. | [15 empty] | Chunk_157 | LINE_ITEM |  | WATERPROOFING_MEMBRANE | Pre-applied HDPE Membrane |  |  | Foundations (Substructure) |  | STAGE_3_ENHANCED_INHERITANCE | 90.0% | ENHANCED_CONTEXT_INHERITANCE | True | False | OVERRIDE_NEW_ACTIVITY | {}
728 | K7 | Extra over and above item - Only for STP Location : STP - Inner walls + Floor + ceiling STP top coat ;Coat Tar Epoxy Apply 2 coats of Thixotropic pitch extended two component epoxy resin reinforced with inert fillers and special blend of solvents over plastered surface • Specific gravity 1.2 - 1.5 • Tensile adhesion strength ≥ 1.5 N/mm2 • Dry film thickness (DFT) 200-350 microns Mode of measurement will be applied surface area. |  |  | Sqm | 2616 | 0 |  |  |  |  | 0 | 2616 | #ERROR! | 0 | Coal Tar Epoxy for STP - Inner walls , floor & ceiling (including platforms) |  | Chunk_157 | LINE_ITEM | Sqm | WATERPROOFING_MEMBRANE | Tar Epoxy Coating |  |  | Other Building Elements |  | STAGE_3_ENHANCED_INHERITANCE | 90.0% | ENHANCED_CONTEXT_INHERITANCE | True | False | OVERRIDE_NEW_ACTIVITY | {}
729 | a | Location: Basement lift lobby at all levels and at locations wherever directed by EIC. | [12 empty] | 0 |  |  | Chunk_141 | LINE_ITEM |  | PAINTING_FINISHING | Acrylic Emulsion Paint |  |  | Foundations (Substructure) |  | STAGE_3_ENHANCED_INHERITANCE | 90.0% | ENHANCED_CONTEXT_INHERITANCE | True | False | INHERITED_NO_CHANGE | {}
730 |  | Basement-2 |  |  | Sqm | [6 empty] | 0 | RO | #ERROR! | 0 |  |  | Chunk_141 | LINE_ITEM | Sqm | PAINTING_FINISHING | Acrylic Emulsion Paint |  |  | Foundations (Substructure) |  | STAGE_3_ENHANCED_INHERITANCE | 90.0% | ENHANCED_CONTEXT_INHERITANCE | True | False | INHERITED_NO_CHANGE | {}
731 |  | Basement-1 |  |  | Sqm | [6 empty] | 0 | RO | #ERROR! | 0 |  |  | Chunk_141 | LINE_ITEM | Sqm | PAINTING_FINISHING | Acrylic Emulsion Paint |  |  | Foundations (Substructure) |  | STAGE_3_ENHANCED_INHERITANCE | 90.0% | ENHANCED_CONTEXT_INHERITANCE | True | False | INHERITED_NO_CHANGE | {}
732 | b | Location: Basement staircase walls upto 1.2M at all levels and at locations wherever directed by EIC. | [12 empty] | 0 |  |  | Chunk_141 | LINE_ITEM |  | PAINTING_FINISHING | Acrylic Emulsion Paint |  |  | Foundations (Substructure) |  | STAGE_3_ENHANCED_INHERITANCE | 90.0% | ENHANCED_CONTEXT_INHERITANCE | True | False | INHERITED_WITH_MODIFICATION | {}
733 |  | Basement-2 |  |  | Sqm | [6 empty] | 0 | RO | #ERROR! | 0 |  |  | Chunk_141 | LINE_ITEM | Sqm | PAINTING_FINISHING | Acrylic Emulsion Paint |  |  | Foundations (Substructure) |  | STAGE_3_ENHANCED_INHERITANCE | 90.0% | ENHANCED_CONTEXT_INHERITANCE | True | False | INHERITED_NO_CHANGE | {}
734 |  | Basement-1 |  |  | Sqm | [6 empty] | 0 | RO | #ERROR! | 0 |  |  | Chunk_141 | LINE_ITEM | Sqm | PAINTING_FINISHING | Acrylic Emulsion Paint |  |  | Foundations (Substructure) |  | STAGE_3_ENHANCED_INHERITANCE | 90.0% | ENHANCED_CONTEXT_INHERITANCE | True | False | INHERITED_NO_CHANGE | {}
735 | P 10.1 | Location: Basement lift lobby & corridor walls upto 1.2M at all levels and at locations wherever directed by EIC. |  |  | Sqm | [6 empty] | 0 | RO | #ERROR! | 0 |  |  | Chunk_142 | LINE_ITEM | Sqm | PAINTING_FINISHING | Acrylic Emulsion Paint |  |  | Foundations (Substructure) |  | STAGE_3_ENHANCED_INHERITANCE | 90.0% | ENHANCED_CONTEXT_INHERITANCE | True | False | INHERITED_NO_CHANGE | {}
736 | P 10.2 | Location: Basement staircase walls upto 1.2M at all levels and at locations wherever directed by EIC. |  |  | Sqm | [6 empty] | 0 | RO | #ERROR! | 0 |  |  | Chunk_142 | LINE_ITEM | Sqm | PAINTING_FINISHING | Acrylic Emulsion Paint |  |  | Foundations (Substructure) |  | STAGE_3_ENHANCED_INHERITANCE | 90.0% | ENHANCED_CONTEXT_INHERITANCE | True | False | INHERITED_NO_CHANGE | {}
737 |  | Basement-2 floor lvl to Ground floor |  |  | Sqm |  |  | 238 | 199 | 147 | 0 | 584 | 584 | #ERROR! | #ERROR! |  |  | Chunk_148 | LINE_ITEM | Sqm | PAINTING_FINISHING | Acrylic Emulsion Paint |  |  | Foundations (Substructure) |  | STAGE_3_ENHANCED_INHERITANCE | 90.0% | ENHANCED_CONTEXT_INHERITANCE | True | False | INHERITED_NO_CHANGE | {}
738 |  | Basement-2 floor lvl to Ground floor |  |  | Sqm |  |  | 210 | 163 | 163 |  | 536 | 536 | #ERROR! | #ERROR! |  |  | Chunk_148 | LINE_ITEM | Sqm | PAINTING_FINISHING | Acrylic Emulsion Paint |  |  | Foundations (Substructure) |  | STAGE_3_ENHANCED_INHERITANCE | 90.0% | ENHANCED_CONTEXT_INHERITANCE | True | False | INHERITED_NO_CHANGE | {}
739 |  | Basement-2 floor lvl to Ground floor |  |  | Sqm |  |  | 114 | 120 | 125 |  | 359 | 359 | #ERROR! | #ERROR! |  |  | Chunk_148 | LINE_ITEM | Sqm | PAINTING_FINISHING | Acrylic Emulsion Paint |  |  | Foundations (Substructure) |  | STAGE_3_ENHANCED_INHERITANCE | 90.0% | ENHANCED_CONTEXT_INHERITANCE | True | False | INHERITED_NO_CHANGE | {}
740 |  | Location: Lobby & sevice rooms outer walls at all basements & at locations wherever directed by EIC. |  |  | Sqm |  |  | 42 | 41 | 42 |  | 125 | 125 | #ERROR! | #ERROR! |  |  | Chunk_150 | LINE_ITEM | Sqm | PAINTING_FINISHING | Acrylic Emulsion Paint |  |  | Foundations (Substructure) |  | STAGE_3_ENHANCED_INHERITANCE | 90.0% | ENHANCED_CONTEXT_INHERITANCE | True | False | INHERITED_NO_CHANGE | {}
741 | P 17.1 | Basement shear walls & columns (including retaining wall, Shear wall & Lobby/staircase/service area outer face walls) & at locations wherever directed by EIC. (excluding lobbies & service area internal walls) | [12 empty] | 0 |  |  | Chunk_151 | LINE_ITEM |  | PAINTING_FINISHING | Acrylic Emulsion Paint |  |  | Foundations (Substructure) |  | STAGE_3_ENHANCED_INHERITANCE | 90.0% | ENHANCED_CONTEXT_INHERITANCE | True | False | INHERITED_NO_CHANGE | {}
742 | a | Basement-2 |  |  | Sqm | 5290 | 0 | 0 | 0 | 0 | 0 | 0 | 5290 | #ERROR! | #ERROR! |  |  | Chunk_151 | LINE_ITEM | Sqm | PAINTING_FINISHING | Acrylic Emulsion Paint |  |  | Foundations (Substructure) |  | STAGE_3_ENHANCED_INHERITANCE | 90.0% | ENHANCED_CONTEXT_INHERITANCE | True | False | INHERITED_WITH_MODIFICATION | {}
743 | b | Basement-1 |  |  | Sqm | 6976 | 0 | 0 | 0 | 0 | 0 | 0 | 6976 | #ERROR! | #ERROR! |  |  | Chunk_151 | LINE_ITEM | Sqm | PAINTING_FINISHING | Acrylic Emulsion Paint |  |  | Foundations (Substructure) |  | STAGE_3_ENHANCED_INHERITANCE | 90.0% | ENHANCED_CONTEXT_INHERITANCE | True | False | INHERITED_WITH_MODIFICATION | {}
744 | P 17.3 | Basement ceiling (excluding lobbies, staircase & service area internal ceiling) | [12 empty] | 0 |  |  | Chunk_151 | LINE_ITEM |  | PAINTING_FINISHING | Acrylic Emulsion Paint |  |  | Foundations (Substructure) |  | STAGE_3_ENHANCED_INHERITANCE | 90.0% | ENHANCED_CONTEXT_INHERITANCE | True | False | INHERITED_NO_CHANGE | {}
745 | a | Basement-2 |  |  | Sqm | 11564 | 0 | 0 | 0 | 0 | 0 | 0 | 11564 | #ERROR! | #ERROR! |  |  | Chunk_151 | LINE_ITEM | Sqm | PAINTING_FINISHING | Acrylic Emulsion Paint |  |  | Foundations (Substructure) |  | STAGE_3_ENHANCED_INHERITANCE | 90.0% | ENHANCED_CONTEXT_INHERITANCE | True | False | INHERITED_WITH_MODIFICATION | {}
746 | b | Basement-1 |  |  | Sqm | 11530 | 0 | 0 | 0 | 0 | 0 | 0 | 11530 | #ERROR! | #ERROR! |  |  | Chunk_151 | LINE_ITEM | Sqm | PAINTING_FINISHING | Acrylic Emulsion Paint |  |  | Foundations (Substructure) |  | STAGE_3_ENHANCED_INHERITANCE | 90.0% | ENHANCED_CONTEXT_INHERITANCE | True | False | INHERITED_WITH_MODIFICATION | {}
747 | a | Basement-2 & Basement-1 parking area columns and Shear wall |  |  | Rmt | 0 | 0 | 1288 | 1601 | 1482 | 0 | 4371 | 4371 | #ERROR! | #ERROR! |  |  | Chunk_151 | LINE_ITEM | Rmt | PAINTING_FINISHING | Acrylic Emulsion Paint |  |  | Foundations (Substructure) |  | STAGE_3_ENHANCED_INHERITANCE | 90.0% | ENHANCED_CONTEXT_INHERITANCE | True | False | INHERITED_NO_CHANGE | {}
748 | b | GF Parking area columns and Shear wall |  |  | Rmt | 0 | 0 | 205 | 213 | 95 | 0 | 513 | 513 | #ERROR! | #ERROR! |  |  | Chunk_151 | LINE_ITEM | Rmt | PAINTING_FINISHING | Acrylic Emulsion Paint |  |  | Load-bearing Structural Frame |  | STAGE_3_ENHANCED_INHERITANCE | 90.0% | ENHANCED_CONTEXT_INHERITANCE | True | False | INHERITED_NO_CHANGE | {}
749 |  | ALTERNATE TO ABOVE ITEM P 9.3 | [12 empty] | 0 |  |  | Chunk_141 | LINE_ITEM |  | PAINTING_FINISHING | Acrylic Emulsion Paint |  |  | Other Building Elements |  | STAGE_3_ENHANCED_INHERITANCE | 90.0% | ENHANCED_CONTEXT_INHERITANCE | True | False | INHERITED_NO_CHANGE | {}
750 |  | Ground Floor to 5th floor |  |  | Sqm |  |  | 800 | 937 | 1473 |  | 3210 | 3210 | #ERROR! | #ERROR! |  |  | Chunk_147 | LINE_ITEM | Sqm | PAINTING_FINISHING | Acrylic Emulsion Paint |  |  | Other Building Elements |  | STAGE_3_ENHANCED_INHERITANCE | 90.0% | ENHANCED_CONTEXT_INHERITANCE | True | False | INHERITED_NO_CHANGE | {}
751 |  | 6th floor to 10th floor |  |  | Sqm |  |  | 730 | 855 | 1385 |  | 2970 | 2970 | #ERROR! | #ERROR! |  |  | Chunk_147 | LINE_ITEM | Sqm | PAINTING_FINISHING | Acrylic Emulsion Paint |  |  | Other Building Elements |  | STAGE_3_ENHANCED_INHERITANCE | 90.0% | ENHANCED_CONTEXT_INHERITANCE | True | False | INHERITED_NO_CHANGE | {}
752 |  | 11th floor to 15th floor |  |  | Sqm |  |  | 730 | 855 | 1385 |  | 2970 | 2970 | #ERROR! | #ERROR! |  |  | Chunk_147 | LINE_ITEM | Sqm | PAINTING_FINISHING | Acrylic Emulsion Paint |  |  | Other Building Elements |  | STAGE_3_ENHANCED_INHERITANCE | 90.0% | ENHANCED_CONTEXT_INHERITANCE | True | False | INHERITED_NO_CHANGE | {}
753 |  | 16th floor to 20th floor |  |  | Sqm |  |  | 584 | 684 | 1336 |  | 2604 | 2604 | #ERROR! | #ERROR! |  |  | Chunk_147 | LINE_ITEM | Sqm | PAINTING_FINISHING | Acrylic Emulsion Paint |  |  | Other Building Elements |  | STAGE_3_ENHANCED_INHERITANCE | 90.0% | ENHANCED_CONTEXT_INHERITANCE | True | False | INHERITED_NO_CHANGE | {}
754 |  | 21st floor to 25th floor |  |  | Sqm |  |  | 0 | 0 | 456 |  | 456 | 456 | #ERROR! | #ERROR! |  |  | Chunk_147 | LINE_ITEM | Sqm | PAINTING_FINISHING | Acrylic Emulsion Paint |  |  | Other Building Elements |  | STAGE_3_ENHANCED_INHERITANCE | 90.0% | ENHANCED_CONTEXT_INHERITANCE | True | False | INHERITED_NO_CHANGE | {}
755 |  | Above Terrace Floor |  |  | Sqm |  |  | 0 | 0 | 0 |  | 0 | RO | #ERROR! | 0 |  |  | Chunk_147 | LINE_ITEM | Sqm | PAINTING_FINISHING | Acrylic Emulsion Paint |  |  | Other Building Elements |  | STAGE_3_ENHANCED_INHERITANCE | 90.0% | ENHANCED_CONTEXT_INHERITANCE | True | False | INHERITED_NO_CHANGE | {}
756 | P 14.1 | Duct walls | [12 empty] | 0 |  |  | Chunk_148 | LINE_ITEM |  | PAINTING_FINISHING | Acrylic Emulsion Paint |  |  | Other Building Elements |  | STAGE_3_ENHANCED_INHERITANCE | 90.0% | ENHANCED_CONTEXT_INHERITANCE | True | False | INHERITED_NO_CHANGE | {}
757 |  | Ground floor level to Terrace |  |  | Sqm |  |  | 2276 | 1934 | 1955 | 490 | 6655 | 6655 | #ERROR! | #ERROR! |  |  | Chunk_148 | LINE_ITEM | Sqm | PAINTING_FINISHING | Acrylic Emulsion Paint |  |  | Other Building Elements |  | STAGE_3_ENHANCED_INHERITANCE | 90.0% | ENHANCED_CONTEXT_INHERITANCE | True | False | INHERITED_NO_CHANGE | {}
758 | P 14.2 | Lift shaft walls | [12 empty] | 0 |  |  | Chunk_148 | LINE_ITEM |  | PAINTING_FINISHING | Acrylic Emulsion Paint |  |  | Other Building Elements |  | STAGE_3_ENHANCED_INHERITANCE | 90.0% | ENHANCED_CONTEXT_INHERITANCE | True | False | INHERITED_NO_CHANGE | {}
759 |  | Ground floor level to Terrace |  |  | Sqm |  |  | 1625 | 1445 | 1698 |  | 4768 | 4768 | #ERROR! | #ERROR! |  |  | Chunk_148 | LINE_ITEM | Sqm | PAINTING_FINISHING | Acrylic Emulsion Paint |  |  | Other Building Elements |  | STAGE_3_ENHANCED_INHERITANCE | 90.0% | ENHANCED_CONTEXT_INHERITANCE | True | False | INHERITED_NO_CHANGE | {}
760 | P 14.3 | Location: Under side of Service platform at all levels & at locations wherever directed by EIC. |  |  | Sqm |  |  | 18 | 10 | 27 |  | 55 | 55 | #ERROR! | #ERROR! |  |  | Chunk_148 | LINE_ITEM | Sqm | PAINTING_FINISHING | Acrylic Emulsion Paint |  |  | Other Building Elements |  | STAGE_3_ENHANCED_INHERITANCE | 90.0% | ENHANCED_CONTEXT_INHERITANCE | True | False | INHERITED_NO_CHANGE | {}
761 | P 16.1 | Location: Toilet Ceiling & wall sides above false ceiling & at locations wherever directed by EIC. | [12 empty] | 0 |  |  | Chunk_148 | LINE_ITEM |  | PAINTING_FINISHING | Acrylic Emulsion Paint |  |  | Other Building Elements |  | STAGE_3_ENHANCED_INHERITANCE | 90.0% | ENHANCED_CONTEXT_INHERITANCE | True | False | INHERITED_NO_CHANGE | {}
762 |  | Ground Floor to 5th floor |  |  | Sqm |  |  | 645 | 675 | 736 |  | 2056 | 2056 | #ERROR! | #ERROR! |  |  | Chunk_148 | LINE_ITEM | Sqm | PAINTING_FINISHING | Acrylic Emulsion Paint |  |  | Other Building Elements |  | STAGE_3_ENHANCED_INHERITANCE | 90.0% | ENHANCED_CONTEXT_INHERITANCE | True | False | INHERITED_NO_CHANGE | {}
763 |  | 6th floor to 10th floor |  |  | Sqm |  |  | 600 | 600 | 690 |  | 1890 | 1890 | #ERROR! | #ERROR! |  |  | Chunk_148 | LINE_ITEM | Sqm | PAINTING_FINISHING | Acrylic Emulsion Paint |  |  | Other Building Elements |  | STAGE_3_ENHANCED_INHERITANCE | 90.0% | ENHANCED_CONTEXT_INHERITANCE | True | False | INHERITED_NO_CHANGE | {}
764 |  | 11th floor to 15th floor |  |  | Sqm |  |  | 600 | 600 | 690 |  | 1890 | 1890 | #ERROR! | #ERROR! |  |  | Chunk_148 | LINE_ITEM | Sqm | PAINTING_FINISHING | Acrylic Emulsion Paint |  |  | Other Building Elements |  | STAGE_3_ENHANCED_INHERITANCE | 90.0% | ENHANCED_CONTEXT_INHERITANCE | True | False | INHERITED_NO_CHANGE | {}
765 |  | 16th floor to 20th floor |  |  | Sqm |  |  | 480 | 480 | 667 |  | 1627 | 1627 | #ERROR! | #ERROR! |  |  | Chunk_148 | LINE_ITEM | Sqm | PAINTING_FINISHING | Acrylic Emulsion Paint |  |  | Other Building Elements |  | STAGE_3_ENHANCED_INHERITANCE | 90.0% | ENHANCED_CONTEXT_INHERITANCE | True | False | INHERITED_NO_CHANGE | {}
766 |  | 21st floor to 25th floor |  |  | Sqm |  |  | 0 | 0 | 230 |  | 230 | 230 | #ERROR! | #ERROR! |  |  | Chunk_148 | LINE_ITEM | Sqm | PAINTING_FINISHING | Acrylic Emulsion Paint |  |  | Other Building Elements |  | STAGE_3_ENHANCED_INHERITANCE | 90.0% | ENHANCED_CONTEXT_INHERITANCE | True | False | INHERITED_NO_CHANGE | {}
767 |  | 26th floor to 27th floor |  |  | Sqm |  |  | 0 | 0 | 0 |  | 0 | RO | #ERROR! | 0 |  |  | Chunk_148 | LINE_ITEM | Sqm | PAINTING_FINISHING | Acrylic Emulsion Paint |  |  | Other Building Elements |  | STAGE_3_ENHANCED_INHERITANCE | 90.0% | ENHANCED_CONTEXT_INHERITANCE | True | False | INHERITED_NO_CHANGE | {}
768 | P 16.2 | Location: common area Lobby / corridor true ceiling & wall sides above false ceiling at all levels & at locations wherever directed by EIC. | [12 empty] | 0 |  |  | Chunk_148 | LINE_ITEM |  | PAINTING_FINISHING | Acrylic Emulsion Paint |  |  | Other Building Elements |  | STAGE_3_ENHANCED_INHERITANCE | 90.0% | ENHANCED_CONTEXT_INHERITANCE | True | False | INHERITED_NO_CHANGE | {}
769 |  | Ground to 22nd floor |  |  | Sqm |  |  | 2619 | 3175 | 2560 |  | 8354 | 8354 | #ERROR! | #ERROR! |  |  | Chunk_149 | LINE_ITEM | Sqm | PAINTING_FINISHING | Acrylic Emulsion Paint |  |  | Other Building Elements |  | STAGE_3_ENHANCED_INHERITANCE | 90.0% | ENHANCED_CONTEXT_INHERITANCE | True | False | INHERITED_NO_CHANGE | {}
770 |  | Ground floor lvl - Double Ht ceiling |  |  | Sqm |  |  | 37 | 50 | 58 | 0 | 145 | 145 | #ERROR! | #ERROR! |  |  | Chunk_149 | LINE_ITEM | Sqm | PAINTING_FINISHING | Acrylic Emulsion Paint |  |  | Other Building Elements |  | STAGE_3_ENHANCED_INHERITANCE | 90.0% | ENHANCED_CONTEXT_INHERITANCE | True | False | INHERITED_NO_CHANGE | {}
771 | c | Ground floor |  |  | Sqm | 1465 | 0 | 0 | 0 | 0 | 0 | 0 | 1465 | #ERROR! | #ERROR! | Car Parking Area |  | Chunk_151 | LINE_ITEM | Sqm | PAINTING_FINISHING | Acrylic Emulsion Paint |  |  | Other Building Elements |  | STAGE_3_ENHANCED_INHERITANCE | 90.0% | ENHANCED_CONTEXT_INHERITANCE | True | False | INHERITED_WITH_MODIFICATION | {}
772 | c | Ground floor |  |  | Sqm | 2035 | 0 | 0 | 0 | 0 | 0 | 0 | 2035 | #ERROR! | #ERROR! | Car Parking Area |  | Chunk_151 | LINE_ITEM | Sqm | PAINTING_FINISHING | Acrylic Emulsion Paint |  |  | Other Building Elements |  | STAGE_3_ENHANCED_INHERITANCE | 90.0% | ENHANCED_CONTEXT_INHERITANCE | True | False | INHERITED_WITH_MODIFICATION | {}
773 | a | Location: UG tanks, Storm water collection sump, Rain water sump and at locations wherever directed by EIC. |  |  | Sqm |  |  | 1893 |  |  |  | 1893 | 1893 | #ERROR! | #ERROR! | Considered the floors, walls & ceiling areas. |  | Chunk_151 | LINE_ITEM | Sqm | PAINTING_FINISHING | Acrylic Emulsion Paint |  |  | Other Building Elements |  | STAGE_3_ENHANCED_INHERITANCE | 90.0% | ENHANCED_CONTEXT_INHERITANCE | True | False | INHERITED_WITH_MODIFICATION | {}
774 | b | Location: OHT,and at locations wherever directed by EIC. |  |  | Sqm |  |  | 155 |  |  | 69 | 224 | 224 | #ERROR! | #ERROR! | Considered the floors, walls & ceiling areas. |  | Chunk_151 | LINE_ITEM | Sqm | PAINTING_FINISHING | Acrylic Emulsion Paint |  |  | Other Building Elements |  | STAGE_3_ENHANCED_INHERITANCE | 90.0% | ENHANCED_CONTEXT_INHERITANCE | True | False | INHERITED_WITH_MODIFICATION | {}
775 |  | METAL WORKS PAINTING | [12 empty] | 0 |  |  | Chunk_151 | LINE_ITEM |  | PAINTING_FINISHING | Acrylic Emulsion Paint |  |  | Other Building Elements |  | STAGE_3_ENHANCED_INHERITANCE | 90.0% | ENHANCED_CONTEXT_INHERITANCE | True | False | INHERITED_NO_CHANGE | {}
776 | v | Any other locations as directed by EIC |  |  | Sqm | 0 | 0 | 0 | 0 | 0 | 0 | 0 | RO | #ERROR! | 0 |  |  | Chunk_152 | LINE_ITEM | Sqm | PAINTING_FINISHING | Acrylic Emulsion Paint |  |  | Other Building Elements |  | STAGE_3_ENHANCED_INHERITANCE | 90.0% | ENHANCED_CONTEXT_INHERITANCE | True | False | INHERITED_WITH_MODIFICATION | {}
777 |  | SUB TOTAL OF PAINTING WORKS | [12 empty] | 0 |  |  | Chunk_153 | LINE_ITEM |  | PAINTING_FINISHING | Acrylic Emulsion Paint |  |  | Other Building Elements |  | STAGE_3_ENHANCED_INHERITANCE | 90.0% | ENHANCED_CONTEXT_INHERITANCE | True | False | INHERITED_NO_CHANGE | {}
778 | P 14 | Providing and applying one coat of economy range Exterior grade emulsion of ACE make or equivalent of approved colour including one coat of exterior grade primer, as per manufacturer's specifications etc., complete, Cleaning after completion, necessary sand papering, MS scaffolding wherever required, etc., complete, and as directed by engineer-in-charge for following locations. | [12 empty] | 0 |  |  | Chunk_148_HEADER | HEADER |  | PAINTING_FINISHING | Acrylic Emulsion Paint | One coat |  | Facades | ACTIVITY PRIORITY CONFIRMED: Applying paint | STAGE_2_AI_VERIFIED_WITH_ACTIVITY_PRIORITY | 95.0% | AI_HEADER_VERIFICATION_ACTIVITY_PRIORITY |  |  | HEADER_VERIFICATION | {}
779 | P 13 | Providing and applying two coats of exterior grade emulsion paint of approved make and colour as per manufacturer's specifications, to get an approved / desired finish and shade, including one coat primer, two coats of exterior grade coarse putty and two coarse of exterior grade fine putty including necessary sand papering & preparation of surface, cleaning after completion, MS scaffolding wherever required, etc., complete, and as directed by engineer-in-charge for walls, beams, columns, fins, etc. complete. The above mentioned putty should cover undulations upto 5mm. Location: Balcony wall painting & at locations wherever directed by EIC. | [12 empty] | 0 | Considered the balconies wall painting |  | Chunk_147_HEADER | HEADER |  | PAINTING_FINISHING | Acrylic Emulsion Paint | Two coats |  | Load-bearing Structural Frame | ACTIVITY PRIORITY CONFIRMED: Applying paint | STAGE_2_AI_VERIFIED_WITH_ACTIVITY_PRIORITY | 95.0% | AI_HEADER_VERIFICATION_ACTIVITY_PRIORITY |  |  | HEADER_VERIFICATION | {}
780 |  | Providing and applying Two coats of economy range exterior emulsion of ACE make or equivalent of approved colour including one coat of exterior grade primer and two coat of putty(Exterior grade) as per manufacturer's specifications etc., complete, cleaning after completion, necessary sand papering, MS scaffolding wherever required, etc., complete, and as directed by engineer-in-charge for following locations. | [9 empty] | 0 |  |  | 0 |  |  | Chunk_150_HEADER | HEADER |  | PAINTING_FINISHING | Acrylic Emulsion Paint | Two coats |  | Facades | ACTIVITY PRIORITY CONFIRMED: Applying paint | STAGE_2_AI_VERIFIED_WITH_ACTIVITY_PRIORITY | 95.0% | AI_HEADER_VERIFICATION_ACTIVITY_PRIORITY |  |  | HEADER_VERIFICATION | {}
781 | P 17 | Providing and applying Two coats of economy range exterior emulsion of ACE make or equivalent of approved colour including one coat of exterior grade primer and one coat of putty(Exterior grade) as per manufacturer's specifications etc., complete, cleaning after completion, necessary sand papering, rate to include for joints to be grinded & brought to acceptable levels by grinding & local rectifications as required, MS scaffolding wherever required, etc., complete, and as directed by engineer-in-charge for following locations. | [12 empty] | 0 |  |  | Chunk_151_HEADER | HEADER |  | PAINTING_FINISHING | Acrylic Emulsion Paint | Two coats |  | Facades | ACTIVITY PRIORITY CONFIRMED: Applying paint | STAGE_2_AI_VERIFIED_WITH_ACTIVITY_PRIORITY | 95.0% | AI_HEADER_VERIFICATION_ACTIVITY_PRIORITY |  |  | HEADER_VERIFICATION | {}
782 | P 9.3 | Providing and applying one coat pressed bubble texture and two coats of Interior grade acrylic emulsion paint of approved make and colour as per manufacturer's specifications, to get an approved / desired finish and shade, including one coat primer with one coat putty, including preparation of surface, cleaning after completion, necessary sand papering, MS scaffolding wherever required, etc., complete, and as directed by engineer-in-charge. | [12 empty] | 0 | As per the BEL confirmation , we have consider the Vitrified dadoing upto 1.2m ht. from FFL and above emulsion paint |  | Chunk_141_HEADER | HEADER |  | PAINTING_FINISHING | Acrylic Emulsion Paint | Two coats |  | Other Building Elements | ACTIVITY PRIORITY CONFIRMED: Applying paint | STAGE_2_AI_VERIFIED_WITH_ACTIVITY_PRIORITY | 95.0% | AI_HEADER_VERIFICATION_ACTIVITY_PRIORITY |  |  | HEADER_VERIFICATION | {}
783 | P 10 | Providing and applying one coat of scratch texture and two coats of interior grade acrylic emulsion of approved make and colour as per manufacturer's specifications, to get an approved / desired finish and shade, two coats of coarse putty and two coats of fine putty, including necessary sand papering & preparation of surface, Cleaning after completion, MS scaffolding wherever required, etc., complete, and as directed by engineer-in-charge. NOTE: The putty applied should be of minimum of 5mm thick and should cover all the undulations to form a smooth and even surface. including preparation of surface, Cleaning after completion, necessary sand papering, MS scaffolding wherever required, etc., complete, and as directed by engineer-in-charge. | [12 empty] | 0 | As per the BEL confirmation , we have consider the Vitrified dadoing upto 1.2m ht. from FFL and above emulsion paint |  | Chunk_142_HEADER | HEADER |  | PAINTING_FINISHING | Acrylic Emulsion Paint | Two coats |  | Other Building Elements | ACTIVITY PRIORITY CONFIRMED: Applying paint | STAGE_2_AI_VERIFIED_WITH_ACTIVITY_PRIORITY | 95.0% | AI_HEADER_VERIFICATION_ACTIVITY_PRIORITY |  |  | HEADER_VERIFICATION | {}
784 |  | ALTERNATE to Item P 14 - CEMENT BASED PAINT -SNOWCEM | [12 empty] | 0 |  |  | Chunk_148 | LINE_ITEM |  | PAINTING_FINISHING | CEMENT BASED PAINT -SNOWCEM |  |  | Other Building Elements |  | STAGE_3_ENHANCED_INHERITANCE | 90.0% | ENHANCED_CONTEXT_INHERITANCE | True | False | INHERITED_WITH_MODIFICATION | {}
785 | P 15 | Prepare the surface, providing and applying one coat of primer and two coats of cement based paint of Snowcem or equivalent make and approved colour shade, all as per manufacturers specification. The surface should be thoroughly cleaned and wetted before painting. Rate to include for Scaffolding. |  |  | Sqm | [6 empty] | 0 | RO | #ERROR! | 0 |  |  | Chunk_148 | LINE_ITEM | Sqm | PAINTING_FINISHING | Cement Based Paint (Snowcem) |  |  | Other Building Elements |  | STAGE_3_ENHANCED_INHERITANCE | 90.0% | ENHANCED_CONTEXT_INHERITANCE | True | False | INHERITED_WITH_MODIFICATION | {}
786 |  | Basement-2 floor lvl to Ground floor |  |  | Sqm | 0 | 0 | 0 | 0 | 0 | 0 | 0 | RO | #ERROR! | 0 |  |  | Chunk_143 | LINE_ITEM | Sqm | PAINTING_FINISHING | Distemper |  |  | Foundations (Substructure) |  | STAGE_3_ENHANCED_INHERITANCE | 90.0% | ENHANCED_CONTEXT_INHERITANCE | True | False | INHERITED_NO_CHANGE | {}
787 |  | Basement-2 floor lvl to Ground floor |  |  | Sqm | 0 | 0 | 0 | 0 | 0 | 0 | 0 | RO | #ERROR! | 0 |  |  | Chunk_143 | LINE_ITEM | Sqm | PAINTING_FINISHING | Distemper |  |  | Foundations (Substructure) |  | STAGE_3_ENHANCED_INHERITANCE | 90.0% | ENHANCED_CONTEXT_INHERITANCE | True | False | INHERITED_NO_CHANGE | {}
788 |  | Basement-2 floor lvl to B1 floor lvl |  |  | Sqm | 34 | 0 | 68 | 62 | 62 | 0 | 192 | 226 | #ERROR! | #ERROR! |  |  | Chunk_144 | LINE_ITEM | Sqm | PAINTING_FINISHING | Distemper |  |  | Foundations (Substructure) |  | STAGE_3_ENHANCED_INHERITANCE | 90.0% | ENHANCED_CONTEXT_INHERITANCE | True | False | INHERITED_NO_CHANGE | {}
789 |  | Basement-2 floor lvl to B1 floor lvl |  |  | Sqm | 16 | 0 | 34 | 30 | 16 | 0 | 80 | 96 | #ERROR! | #ERROR! |  |  | Chunk_144 | LINE_ITEM | Sqm | PAINTING_FINISHING | Distemper |  |  | Foundations (Substructure) |  | STAGE_3_ENHANCED_INHERITANCE | 90.0% | ENHANCED_CONTEXT_INHERITANCE | True | False | INHERITED_NO_CHANGE | {}
790 | P 12.3 | Location: Basement 2 to Basement-1 : Service area, pump room staircase, Pump rooms & LMR ceiling at all levels and at locations wherever directed by EIC. |  |  | Sqm |  |  | 13 | 12 | 13 | 0 | 38 | 38 | #ERROR! | #ERROR! |  |  | Chunk_146 | LINE_ITEM | Sqm | PAINTING_FINISHING | Distemper |  |  | Foundations (Substructure) |  | STAGE_3_ENHANCED_INHERITANCE | 90.0% | ENHANCED_CONTEXT_INHERITANCE | True | False | INHERITED_NO_CHANGE | {}
791 | P 12.4 | Location: Basement 2 to Basement-1 : Service area, pump room staircase, Pump rooms & LMR walls at all levels and at locations wherever directed by EIC. |  |  | Sqm |  |  | 52 | 50 | 52 | 0 | 154 | 154 | #ERROR! | #ERROR! |  |  | Chunk_146 | LINE_ITEM | Sqm | PAINTING_FINISHING | Distemper |  |  | Foundations (Substructure) |  | STAGE_3_ENHANCED_INHERITANCE | 90.0% | ENHANCED_CONTEXT_INHERITANCE | True | False | INHERITED_NO_CHANGE | {}
792 | P 11.3 | Location: Undersides of waist slab of Staircase & sides at all levels and at locations wherever directed by EIC. | [12 empty] | 0 |  |  | Chunk_143 | LINE_ITEM |  | PAINTING_FINISHING | Distemper |  |  | Load-bearing Structural Frame |  | STAGE_3_ENHANCED_INHERITANCE | 90.0% | ENHANCED_CONTEXT_INHERITANCE | True | False | INHERITED_NO_CHANGE | {}
793 | P 11.3 | Location: Undersides of waist slab of Staircase & sides at all levels and at locations wherever directed by EIC. | [12 empty] | 0 |  |  | Chunk_144 | LINE_ITEM |  | PAINTING_FINISHING | Distemper |  |  | Load-bearing Structural Frame |  | STAGE_3_ENHANCED_INHERITANCE | 90.0% | ENHANCED_CONTEXT_INHERITANCE | True | False | INHERITED_NO_CHANGE | {}
794 | P 11.1 | Location: For Service area walls and at locations wherever directed by EIC. | [12 empty] | 0 |  |  | Chunk_143 | LINE_ITEM |  | PAINTING_FINISHING | Distemper |  |  | Other Building Elements |  | STAGE_3_ENHANCED_INHERITANCE | 90.0% | ENHANCED_CONTEXT_INHERITANCE | True | False | INHERITED_NO_CHANGE | {}
795 |  | Stilt floor & At locations directed by EIC |  |  | Sqm | [6 empty] | 0 | RO | #ERROR! | 0 |  |  | Chunk_143 | LINE_ITEM | Sqm | PAINTING_FINISHING | Distemper |  |  | Other Building Elements |  | STAGE_3_ENHANCED_INHERITANCE | 90.0% | ENHANCED_CONTEXT_INHERITANCE | True | False | INHERITED_NO_CHANGE | {}
796 | P 11.2 | Location: Staircase walls beyond 1.20m at all levels and at locations wherever directed by EIC. | [12 empty] | 0 |  |  | Chunk_143 | LINE_ITEM |  | PAINTING_FINISHING | Distemper |  |  | Other Building Elements |  | STAGE_3_ENHANCED_INHERITANCE | 90.0% | ENHANCED_CONTEXT_INHERITANCE | True | False | INHERITED_NO_CHANGE | {}
797 |  | Ground Floor to 5th floor |  |  | Sqm | 0 | 0 | 0 | 0 | 0 | 0 | 0 | RO | #ERROR! | 0 |  |  | Chunk_143 | LINE_ITEM | Sqm | PAINTING_FINISHING | Distemper |  |  | Other Building Elements |  | STAGE_3_ENHANCED_INHERITANCE | 90.0% | ENHANCED_CONTEXT_INHERITANCE | True | False | INHERITED_NO_CHANGE | {}
798 |  | 6th floor to 10th floor |  |  | Sqm | 0 | 0 | 0 | 0 | 0 | 0 | 0 | RO | #ERROR! | 0 |  |  | Chunk_143 | LINE_ITEM | Sqm | PAINTING_FINISHING | Distemper |  |  | Other Building Elements |  | STAGE_3_ENHANCED_INHERITANCE | 90.0% | ENHANCED_CONTEXT_INHERITANCE | True | False | INHERITED_NO_CHANGE | {}
799 |  | 11th floor to 15th floor |  |  | Sqm | 0 | 0 | 0 | 0 | 0 | 0 | 0 | RO | #ERROR! | 0 |  |  | Chunk_143 | LINE_ITEM | Sqm | PAINTING_FINISHING | Distemper |  |  | Other Building Elements |  | STAGE_3_ENHANCED_INHERITANCE | 90.0% | ENHANCED_CONTEXT_INHERITANCE | True | False | INHERITED_NO_CHANGE | {}
800 |  | 16th floor to 20th floor |  |  | Sqm | 0 | 0 | 0 | 0 | 0 | 0 | 0 | RO | #ERROR! | 0 |  |  | Chunk_143 | LINE_ITEM | Sqm | PAINTING_FINISHING | Distemper |  |  | Other Building Elements |  | STAGE_3_ENHANCED_INHERITANCE | 90.0% | ENHANCED_CONTEXT_INHERITANCE | True | False | INHERITED_NO_CHANGE | {}
801 |  | 21st floor to 22nd floor |  |  | Sqm | 0 | 0 | 0 | 0 | 0 | 0 | 0 | RO | #ERROR! | 0 |  |  | Chunk_143 | LINE_ITEM | Sqm | PAINTING_FINISHING | Distemper |  |  | Other Building Elements |  | STAGE_3_ENHANCED_INHERITANCE | 90.0% | ENHANCED_CONTEXT_INHERITANCE | True | False | INHERITED_NO_CHANGE | {}
802 |  | Ground Floor to 5th floor |  |  | Sqm | 0 | 0 | 0 | 0 | 0 | 0 | 0 | RO | #ERROR! | 0 |  |  | Chunk_143 | LINE_ITEM | Sqm | PAINTING_FINISHING | Distemper |  |  | Other Building Elements |  | STAGE_3_ENHANCED_INHERITANCE | 90.0% | ENHANCED_CONTEXT_INHERITANCE | True | False | INHERITED_NO_CHANGE | {}
803 |  | 6th floor to 10th floor |  |  | Sqm | 0 | 0 | 0 | 0 | 0 | 0 | 0 | RO | #ERROR! | 0 |  |  | Chunk_143 | LINE_ITEM | Sqm | PAINTING_FINISHING | Distemper |  |  | Other Building Elements |  | STAGE_3_ENHANCED_INHERITANCE | 90.0% | ENHANCED_CONTEXT_INHERITANCE | True | False | INHERITED_NO_CHANGE | {}
804 |  | 11th floor to 15th floor |  |  | Sqm | 0 | 0 | 0 | 0 | 0 | 0 | 0 | RO | #ERROR! | 0 |  |  | Chunk_143 | LINE_ITEM | Sqm | PAINTING_FINISHING | Distemper |  |  | Other Building Elements |  | STAGE_3_ENHANCED_INHERITANCE | 90.0% | ENHANCED_CONTEXT_INHERITANCE | True | False | INHERITED_NO_CHANGE | {}
805 |  | 16th floor to 20th floor |  |  | Sqm | 0 | 0 | 0 | 0 | 0 | 0 | 0 | RO | #ERROR! | 0 |  |  | Chunk_143 | LINE_ITEM | Sqm | PAINTING_FINISHING | Distemper |  |  | Other Building Elements |  | STAGE_3_ENHANCED_INHERITANCE | 90.0% | ENHANCED_CONTEXT_INHERITANCE | True | False | INHERITED_NO_CHANGE | {}
806 |  | 21st floor to 22nd floor |  |  | Sqm | 0 | 0 | 0 | 0 | 0 | 0 | 0 | RO | #ERROR! | 0 |  |  | Chunk_143 | LINE_ITEM | Sqm | PAINTING_FINISHING | Distemper |  |  | Other Building Elements |  | STAGE_3_ENHANCED_INHERITANCE | 90.0% | ENHANCED_CONTEXT_INHERITANCE | True | False | INHERITED_NO_CHANGE | {}
807 | P 11.4 | Location: For Service area ceiling and at locations wherever directed by EIC. | [12 empty] | 0 |  |  | Chunk_143 | LINE_ITEM |  | PAINTING_FINISHING | Distemper |  |  | Other Building Elements |  | STAGE_3_ENHANCED_INHERITANCE | 90.0% | ENHANCED_CONTEXT_INHERITANCE | True | False | INHERITED_NO_CHANGE | {}
808 |  | Stilt floor & At locations directed by EIC |  |  | Sqm | 0 | 0 | 0 | 0 | 0 | 0 | 0 | RO | #ERROR! | 0 |  |  | Chunk_143 | LINE_ITEM | Sqm | PAINTING_FINISHING | Distemper |  |  | Other Building Elements |  | STAGE_3_ENHANCED_INHERITANCE | 90.0% | ENHANCED_CONTEXT_INHERITANCE | True | False | INHERITED_NO_CHANGE | {}
809 | P 11.1 | Location: For Service area walls and at locations wherever directed by EIC. |  |  | Sqm | 0 | 0 | 595 | 600 | 937 | 0 | 2132 | 2132 | #ERROR! | #ERROR! |  |  | Chunk_144 | LINE_ITEM | Sqm | PAINTING_FINISHING | Distemper |  |  | Other Building Elements |  | STAGE_3_ENHANCED_INHERITANCE | 90.0% | ENHANCED_CONTEXT_INHERITANCE | True | False | INHERITED_NO_CHANGE | {}
810 | P 11.2 | Location: Staircase walls beyond 1.20m at all levels and at locations wherever directed by EIC. | [12 empty] | 0 |  |  | Chunk_144 | LINE_ITEM |  | PAINTING_FINISHING | Distemper |  |  | Other Building Elements |  | STAGE_3_ENHANCED_INHERITANCE | 90.0% | ENHANCED_CONTEXT_INHERITANCE | True | False | INHERITED_NO_CHANGE | {}
811 |  | B1 to Ground Floor lvl |  |  | Sqm | 34 | 0 | 105 | 97 | 97 | 0 | 299 | 333 | #ERROR! | #ERROR! |  |  | Chunk_144 | LINE_ITEM | Sqm | PAINTING_FINISHING | Distemper |  |  | Other Building Elements |  | STAGE_3_ENHANCED_INHERITANCE | 90.0% | ENHANCED_CONTEXT_INHERITANCE | True | False | INHERITED_NO_CHANGE | {}
812 |  | Ground Floor to 5th floor |  |  | Sqm | 0 | 0 | 371 | 336 | 896 | 0 | 1603 | 1603 | #ERROR! | #ERROR! |  |  | Chunk_144 | LINE_ITEM | Sqm | PAINTING_FINISHING | Distemper |  |  | Other Building Elements |  | STAGE_3_ENHANCED_INHERITANCE | 90.0% | ENHANCED_CONTEXT_INHERITANCE | True | False | INHERITED_NO_CHANGE | {}
813 |  | 6th floor to 10th floor |  |  | Sqm | 0 | 0 | 290 | 280 | 285 | 0 | 855 | 855 | #ERROR! | #ERROR! |  |  | Chunk_144 | LINE_ITEM | Sqm | PAINTING_FINISHING | Distemper |  |  | Other Building Elements |  | STAGE_3_ENHANCED_INHERITANCE | 90.0% | ENHANCED_CONTEXT_INHERITANCE | True | False | INHERITED_NO_CHANGE | {}
814 |  | 11th floor to 15th floor |  |  | Sqm | 0 | 0 | 290 | 280 | 285 | 0 | 855 | 855 | #ERROR! | #ERROR! |  |  | Chunk_144 | LINE_ITEM | Sqm | PAINTING_FINISHING | Distemper |  |  | Other Building Elements |  | STAGE_3_ENHANCED_INHERITANCE | 90.0% | ENHANCED_CONTEXT_INHERITANCE | True | False | INHERITED_NO_CHANGE | {}
815 |  | 16th floor to 20th floor |  |  | Sqm | 0 | 0 | 232 | 224 | 285 | 0 | 741 | 741 | #ERROR! | #ERROR! |  |  | Chunk_144 | LINE_ITEM | Sqm | PAINTING_FINISHING | Distemper |  |  | Other Building Elements |  | STAGE_3_ENHANCED_INHERITANCE | 90.0% | ENHANCED_CONTEXT_INHERITANCE | True | False | INHERITED_NO_CHANGE | {}
816 |  | 21st floor to 22nd floor |  |  | Sqm | 0 | 0 | 0 | 0 | 114 | 0 | 114 | 114 | #ERROR! | #ERROR! |  |  | Chunk_144 | LINE_ITEM | Sqm | PAINTING_FINISHING | Distemper |  |  | Other Building Elements |  | STAGE_3_ENHANCED_INHERITANCE | 90.0% | ENHANCED_CONTEXT_INHERITANCE | True | False | INHERITED_NO_CHANGE | {}
817 |  | Terrace Floor |  |  | Sqm | 0 | 0 | 58 | 56 | 79 | 0 | 193 | 193 | #ERROR! | #ERROR! |  |  | Chunk_144 | LINE_ITEM | Sqm | PAINTING_FINISHING | Distemper |  |  | Other Building Elements |  | STAGE_3_ENHANCED_INHERITANCE | 90.0% | ENHANCED_CONTEXT_INHERITANCE | True | False | INHERITED_NO_CHANGE | {}
818 |  | B1 to Ground Floor lvl |  |  | Sqm | 16 | 0 | 36 | 30 | 31 | 0 | 97 | 113 | #ERROR! | #ERROR! |  |  | Chunk_144 | LINE_ITEM | Sqm | PAINTING_FINISHING | Distemper |  |  | Other Building Elements |  | STAGE_3_ENHANCED_INHERITANCE | 90.0% | ENHANCED_CONTEXT_INHERITANCE | True | False | INHERITED_NO_CHANGE | {}
819 |  | Ground Floor to 5th floor |  |  | Sqm | 0 | 0 | 216 | 205 | 192 | 0 | 613 | 613 | #ERROR! | #ERROR! |  |  | Chunk_144 | LINE_ITEM | Sqm | PAINTING_FINISHING | Distemper |  |  | Other Building Elements |  | STAGE_3_ENHANCED_INHERITANCE | 90.0% | ENHANCED_CONTEXT_INHERITANCE | True | False | INHERITED_NO_CHANGE | {}
820 |  | 6th floor to 10th floor |  |  | Sqm | 0 | 0 | 180 | 155 | 160 | 0 | 495 | 495 | #ERROR! | #ERROR! |  |  | Chunk_144 | LINE_ITEM | Sqm | PAINTING_FINISHING | Distemper |  |  | Other Building Elements |  | STAGE_3_ENHANCED_INHERITANCE | 90.0% | ENHANCED_CONTEXT_INHERITANCE | True | False | INHERITED_NO_CHANGE | {}
821 |  | 11th floor to 15th floor |  |  | Sqm | 0 | 0 | 180 | 155 | 160 | 0 | 495 | 495 | #ERROR! | #ERROR! |  |  | Chunk_144 | LINE_ITEM | Sqm | PAINTING_FINISHING | Distemper |  |  | Other Building Elements |  | STAGE_3_ENHANCED_INHERITANCE | 90.0% | ENHANCED_CONTEXT_INHERITANCE | True | False | INHERITED_NO_CHANGE | {}
822 |  | 16th floor to 20th floor |  |  | Sqm | 0 | 0 | 144 | 124 | 160 | 0 | 428 | 428 | #ERROR! | #ERROR! |  |  | Chunk_144 | LINE_ITEM | Sqm | PAINTING_FINISHING | Distemper |  |  | Other Building Elements |  | STAGE_3_ENHANCED_INHERITANCE | 90.0% | ENHANCED_CONTEXT_INHERITANCE | True | False | INHERITED_NO_CHANGE | {}
823 |  | 21st floor to 22nd floor |  |  | Sqm | 0 | 0 | 0 | 0 | 64 | 0 | 64 | 64 | #ERROR! | #ERROR! |  |  | Chunk_144 | LINE_ITEM | Sqm | PAINTING_FINISHING | Distemper |  |  | Other Building Elements |  | STAGE_3_ENHANCED_INHERITANCE | 90.0% | ENHANCED_CONTEXT_INHERITANCE | True | False | INHERITED_NO_CHANGE | {}
824 |  | Above Terrace Floor |  |  | Sqm | 0 | 0 | 36 | 31 | 31 | 0 | 98 | 98 | #ERROR! | #ERROR! | Floor Name changed 26th Floor to 27th Floor to Above terrace Floor |  | Chunk_144 | LINE_ITEM | Sqm | PAINTING_FINISHING | Distemper |  |  | Other Building Elements |  | STAGE_3_ENHANCED_INHERITANCE | 90.0% | ENHANCED_CONTEXT_INHERITANCE | True | False | INHERITED_NO_CHANGE | {}
825 | P 11.4 | Location: For Service area ceiling and at locations wherever directed by EIC. | [12 empty] | 0 |  |  | Chunk_145 | LINE_ITEM |  | PAINTING_FINISHING | Distemper |  |  | Other Building Elements |  | STAGE_3_ENHANCED_INHERITANCE | 90.0% | ENHANCED_CONTEXT_INHERITANCE | True | False | INHERITED_NO_CHANGE | {}
826 |  | Stilt floor & At locations directed by EIC |  |  | Sqm |  |  | 39 | 57 | 66 | 0 | 162 | 162 | #ERROR! | #ERROR! |  |  | Chunk_145 | LINE_ITEM | Sqm | PAINTING_FINISHING | Distemper |  |  | Other Building Elements |  | STAGE_3_ENHANCED_INHERITANCE | 90.0% | ENHANCED_CONTEXT_INHERITANCE | True | False | INHERITED_NO_CHANGE | {}
827 | P 11 | "Providing and applying two coats of Acrylic Based Washable Distemper of approved make and colour as per manufacturer's specifications, to get an approved / desired finish and shade, including one coat of primer, one coats of coarse putty and one coats of fine putty, including necessary sand papering & preparation of surface, Cleaning after completion, MS scaffolding wherever required, etc., complete, and as directed by engineer-in-charge. NOTE: The putty applied should be of minimum of 5mm thick and should cover all the undulations to form a smooth and even surface. including preparation of surface, Cleaning after completion, necessary sand papering, MS scaffolding wherever required, etc., complete, and as directed by engineer-in-charge. " | [12 empty] | 0 | Considered the OBD paint finishes for the MEP Service Rooms as per the approved specifications. |  | Chunk_143_HEADER | HEADER |  | PAINTING_FINISHING | Distemper | Two coats |  | Other Building Elements | ACTIVITY PRIORITY CONFIRMED: Applying paint | STAGE_2_AI_VERIFIED_WITH_ACTIVITY_PRIORITY | 95.0% | AI_HEADER_VERIFICATION_ACTIVITY_PRIORITY |  |  | HEADER_VERIFICATION | {}
828 | P 11 | "Providing and applying two coats of Acrylic Based Oil Bund Distemper of approved make and colour as per manufacturer's specifications, to get an approved / desired finish and shade, including one coat of primer, one coats of coarse putty and one coats of fine putty, including necessary sand papering & preparation of surface, Cleaning after completion, MS scaffolding wherever required, etc., complete, and as directed by engineer-in-charge. NOTE: The putty applied should be of minimum of 5mm thick and should cover all the undulations to form a smooth and even surface. including preparation of surface, Cleaning after completion, necessary sand papering, MS scaffolding wherever required, etc., complete, and as directed by engineer-in-charge. " | [12 empty] | 0 | Considered the OBD paint finishes as per the approved specifications. |  | Chunk_144_HEADER | HEADER |  | PAINTING_FINISHING | Distemper | Two coats |  | Other Building Elements | ACTIVITY PRIORITY CONFIRMED: Applying paint | STAGE_2_AI_VERIFIED_WITH_ACTIVITY_PRIORITY | 95.0% | AI_HEADER_VERIFICATION_ACTIVITY_PRIORITY |  |  | HEADER_VERIFICATION | {}
829 | P 12 | Providing and applying two coats of Acrylic Based Washable Distemper of approved make and colour as per manufacturer's specifications, to get an approved / desired finish and shade, including one coat of primer and two coats of putty, including preparation of surface, cleaning after completion, necessary sand papering, MS scaffolding wherever required, etc., complete, and as directed by engineer-in-charge. | [12 empty] | 0 | Considered the Emulsion paint finishes as per the approved specifications. |  | Chunk_146_HEADER | HEADER |  | PAINTING_FINISHING | Distemper | Two coats |  | Other Building Elements | ACTIVITY PRIORITY CONFIRMED: Applying paint | STAGE_2_AI_VERIFIED_WITH_ACTIVITY_PRIORITY | 95.0% | AI_HEADER_VERIFICATION_ACTIVITY_PRIORITY |  |  | HEADER_VERIFICATION | {}
830 | P 2.2 | Locations -GF Terrace, Refugee Terrace & Main Terrace external paint - parapet wall (exposed side) & at locations wherever directed by EIC. |  |  | Sqm | 0 | 0 | 2137 | 2319 | 2291 | 0 | 6747 | 6747 | #ERROR! | #ERROR! |  |  | Chunk_134 | LINE_ITEM | Sqm | PAINTING_FINISHING | Exterior Grade Emulsion Paint |  |  | Facades |  | STAGE_3_ENHANCED_INHERITANCE | 90.0% | ENHANCED_CONTEXT_INHERITANCE | True | False | INHERITED_NO_CHANGE | {}
831 | P 2.1 | Ground floor lvl to to Terrace floor - Elevation walls including window boxing & projections |  |  | Sqm | 0 | 0 | 11153 | 16492 | 14121 | 2906 | 44672 | 44672 | #ERROR! | #ERROR! |  |  | Chunk_134 | LINE_ITEM | Sqm | PAINTING_FINISHING | Exterior Grade Emulsion Paint |  |  | Other Building Elements |  | STAGE_3_ENHANCED_INHERITANCE | 90.0% | ENHANCED_CONTEXT_INHERITANCE | True | False | INHERITED_NO_CHANGE | {}
832 | P 5.1 | Location: Chejjas / Window projections / balcony Door Projection painting at all levels & at locations wherever directed by EIC. |  |  | Sqm | 0 | 0 | 510 | 492 | 230 |  | 1232 | 1232 | #ERROR! | #ERROR! |  |  | Chunk_135 | LINE_ITEM | Sqm | PAINTING_FINISHING | Exterior Grade Emulsion Paint |  |  | Other Building Elements |  | STAGE_3_ENHANCED_INHERITANCE | 90.0% | ENHANCED_CONTEXT_INHERITANCE | True | False | INHERITED_NO_CHANGE | {}
833 | P 5.2 | Location: Ground - Shear Wall, Stilt floor lobby outer walls, electric room outer walls, Stilt - ceiling (excluding staircase, service area & lobby ceiling) & at locations wherever directed by EIC. |  |  | Sqm | 0 | 0 | 950 | 1077 | 699 |  | 2726 | 2726 | #ERROR! | #ERROR! |  |  | Chunk_135 | LINE_ITEM | Sqm | PAINTING_FINISHING | Exterior Grade Emulsion Paint |  |  | Other Building Elements |  | STAGE_3_ENHANCED_INHERITANCE | 90.0% | ENHANCED_CONTEXT_INHERITANCE | True | False | INHERITED_NO_CHANGE | {}
834 | P 5.3 | Location: Open space between towers (which is not exposed directly) / Skylight / OTS inner face walls & at locations wherever directed by EIC. |  |  | Sqm | 0 | 0 | 6819 | 5432 | 8699 |  | 20950 | 20950 | #ERROR! | #ERROR! |  |  | Chunk_135 | LINE_ITEM | Sqm | PAINTING_FINISHING | Exterior Grade Emulsion Paint |  |  | Other Building Elements |  | STAGE_3_ENHANCED_INHERITANCE | 90.0% | ENHANCED_CONTEXT_INHERITANCE | True | False | INHERITED_NO_CHANGE | {}
835 | P 5.4 | Location: Inner wall of Parapet wall, duct outer walls(facing towards inner side), SHR (facing towards inner side) & OHT (Outer walls) & at locations wherever directed by EIC. |  |  | Sqm | 0 | 0 | 429 | 441 | 400 | 137 | 1407 | 1407 | #ERROR! | #ERROR! |  |  | Chunk_135 | LINE_ITEM | Sqm | PAINTING_FINISHING | Exterior Grade Emulsion Paint |  |  | Other Building Elements |  | STAGE_3_ENHANCED_INHERITANCE | 90.0% | ENHANCED_CONTEXT_INHERITANCE | True | False | INHERITED_NO_CHANGE | {}
836 | P 1 | Providing and applying one coat Scratch texture of approved finish and two coats of premium range exterior grade emulsion of approved colour and make over the surface get even shade and finish surface with necessary cleaning, removal of all loose cement, dead mortars, lime, laitance, preparation of surface, as per approved sample and all as per the directions of EIC etc., complete. RATE TO INCLUDE FOR MS SCAFFOLDING |  |  | Sqm | 0 | 0 | 0 | 0 | 0 | 0 | 0 | RO | #ERROR! | 0 |  |  | Chunk_133_HEADER | HEADER |  | PAINTING_FINISHING | Exterior Grade Emulsion Paint | Two coats |  | Facades | ACTIVITY PRIORITY CONFIRMED: Applying Paint | STAGE_2_AI_VERIFIED_WITH_ACTIVITY_PRIORITY | 95.0% | AI_HEADER_VERIFICATION_ACTIVITY_PRIORITY |  |  | HEADER_VERIFICATION | {}
837 | P 2 | Providing and applying one coat of scratch texture of approved / desired finish, two coats of exterior grade emulsion of approved colour and make including one coat of primer and one coat of coarse putty over external wall to get even finish surface, as per approved sample and all as per the directions of EIC including for necessary cleaning & preparation of surface, removal of all loose cement, dead mortars, lime, laitance, etc. Rate including the cost of all materials, labour, equipment and machinery, work at all levels, leads and lifts, loading and unloading, transportation and all other incidental charges etc., complete. RATE TO INCLUDE FOR MS SCAFFOLDING Location: External walls & at locations wherever directed by EIC. | [10 empty] | RO | #ERROR! | 0 |  |  | Chunk_134_HEADER | HEADER |  | PAINTING_FINISHING | Exterior Grade Emulsion Paint | Two coats |  | Facades | ACTIVITY PRIORITY CONFIRMED: Applying Paint | STAGE_2_AI_VERIFIED_WITH_ACTIVITY_PRIORITY | 95.0% | AI_HEADER_VERIFICATION_ACTIVITY_PRIORITY |  |  | HEADER_VERIFICATION | {}
838 | P 5 | Providing & painting two coats of exterior grade emulsion paint of approved / desired finish, colour & shade to external surfaces including one coat of primer and one coat of exterior grade putty including necessary scaffolding, cleaning of paint stains where ever necessary etc., complete Rate including the cost of all materials, labour, equipment and machinery, work at all levels, leads and lifts, loading and unloading, transportation and all other incidental charges etc., complete. | [5 empty] | 776 | [6 empty] | 0 |  |  | Chunk_135_HEADER | HEADER |  | PAINTING_FINISHING | Exterior Grade Emulsion Paint | Two coats |  | Facades | ACTIVITY PRIORITY CONFIRMED: Painting | STAGE_2_AI_VERIFIED_WITH_ACTIVITY_PRIORITY | 95.0% | AI_HEADER_VERIFICATION_ACTIVITY_PRIORITY |  |  | HEADER_VERIFICATION | {}
839 | P 6 | Providing & painting two coat of exterior grade emulsion paint of approved / desired finish, colour & shade to external surfaces including one coat of primer including necessary scaffolding, cleaning of paint stains where ever necessary etc., complete Rate including the cost of all materials, labour, equipment and machinery, work at all levels, leads and lifts, loading and unloading, transportation and all other incidental charges etc., complete. Location: At locations wherever directed by EIC. |  |  | Sqm | 0 | 0 | 0 | 0 | 0 | 0 | 0 | RO | #ERROR! | 0 |  |  | Chunk_136_HEADER | HEADER |  | PAINTING_FINISHING | Exterior Grade Emulsion Paint | Two coats |  | Facades | ACTIVITY PRIORITY CONFIRMED: Painting | STAGE_2_AI_VERIFIED_WITH_ACTIVITY_PRIORITY | 95.0% | AI_HEADER_VERIFICATION_ACTIVITY_PRIORITY |  |  | HEADER_VERIFICATION | {}
840 | P 8.3 | Same as above LI P 8 but with Exterior grade acrylic emulsion paint Location: Ceiling painting - Balcony & at locations wherever directed by EIC. | [12 empty] | 0 |  |  | Chunk_138 | LINE_ITEM |  | PAINTING_FINISHING | Exterior grade acrylic emulsion paint |  |  | Facades |  | STAGE_3_ENHANCED_INHERITANCE | 90.0% | ENHANCED_CONTEXT_INHERITANCE | True | False | INHERITED_WITH_MODIFICATION | {}
841 |  | Basement-2 floor lvl to Ground floor |  |  | Sqm | 0 | 0 | 123 | 124 | 128 |  | 375 | 375 | #ERROR! | #ERROR! |  |  | Chunk_138 | LINE_ITEM | Sqm | PAINTING_FINISHING | Interior Grade Acrylic Emulsion Paint |  |  | Foundations (Substructure) |  | STAGE_3_ENHANCED_INHERITANCE | 90.0% | ENHANCED_CONTEXT_INHERITANCE | True | False | INHERITED_NO_CHANGE | {}
842 |  | Basement-2 floor lvl to Ground floor |  |  | Sqm | 0 | 0 | 79 | 85 | 89 |  | 253 | 253 | #ERROR! | #ERROR! |  |  | Chunk_138 | LINE_ITEM | Sqm | PAINTING_FINISHING | Interior Grade Acrylic Emulsion Paint |  |  | Foundations (Substructure) |  | STAGE_3_ENHANCED_INHERITANCE | 90.0% | ENHANCED_CONTEXT_INHERITANCE | True | False | INHERITED_NO_CHANGE | {}
843 |  | Basement-2 floor lvl to Ground floor lvl |  |  | Sqm | 183 | 0 | 0 | 0 | 0 | 0 | 0 | 183 | #ERROR! | #ERROR! |  |  | Chunk_140 | LINE_ITEM | Sqm | PAINTING_FINISHING | Interior Grade Acrylic Emulsion Paint |  |  | Foundations (Substructure) |  | STAGE_3_ENHANCED_INHERITANCE | 90.0% | ENHANCED_CONTEXT_INHERITANCE | True | False | INHERITED_NO_CHANGE | {}
844 |  | Basement-2 floor lvl to B1 floor lvl |  |  | Sqm | 17 | 0 | 38 | 27 | 30 | 0 | 95 | 112 | #ERROR! | #ERROR! |  |  | Chunk_140 | LINE_ITEM | Sqm | PAINTING_FINISHING | Interior Grade Acrylic Emulsion Paint |  |  | Foundations (Substructure) |  | STAGE_3_ENHANCED_INHERITANCE | 90.0% | ENHANCED_CONTEXT_INHERITANCE | True | False | INHERITED_NO_CHANGE | {}
845 |  | Basement-1 floor lvl to Ground floor |  |  | Sqm | 17 | 0 | 38 | 27 | 30 | 0 | 95 | 112 | #ERROR! | #ERROR! |  |  | Chunk_140 | LINE_ITEM | Sqm | PAINTING_FINISHING | Interior Grade Acrylic Emulsion Paint |  |  | Foundations (Substructure) |  | STAGE_3_ENHANCED_INHERITANCE | 90.0% | ENHANCED_CONTEXT_INHERITANCE | True | False | INHERITED_NO_CHANGE | {}
846 | P 8.1 | For Lobby & corridor walls beyond 1.20m height and at locations wherever directed by EIC. | [12 empty] | 0 |  |  | Chunk_138 | LINE_ITEM |  | PAINTING_FINISHING | Interior Grade Acrylic Emulsion Paint |  |  | Other Building Elements |  | STAGE_3_ENHANCED_INHERITANCE | 90.0% | ENHANCED_CONTEXT_INHERITANCE | True | False | INHERITED_NO_CHANGE | {}
847 |  | Ground Floor to 5th floor |  |  | Sqm | 0 | 0 | 820 | 1028 | 731 |  | 2579 | 2579 | #ERROR! | #ERROR! |  |  | Chunk_138 | LINE_ITEM | Sqm | PAINTING_FINISHING | Interior Grade Acrylic Emulsion Paint |  |  | Other Building Elements |  | STAGE_3_ENHANCED_INHERITANCE | 90.0% | ENHANCED_CONTEXT_INHERITANCE | True | False | INHERITED_NO_CHANGE | {}
848 |  | 6th floor to 10th floor |  |  | Sqm | 0 | 0 | 715 | 870 | 600 |  | 2185 | 2185 | #ERROR! | #ERROR! |  |  | Chunk_138 | LINE_ITEM | Sqm | PAINTING_FINISHING | Interior Grade Acrylic Emulsion Paint |  |  | Other Building Elements |  | STAGE_3_ENHANCED_INHERITANCE | 90.0% | ENHANCED_CONTEXT_INHERITANCE | True | False | INHERITED_NO_CHANGE | {}
849 |  | 11th floor to 15th floor |  |  | Sqm | 0 | 0 | 715 | 870 | 600 |  | 2185 | 2185 | #ERROR! | #ERROR! |  |  | Chunk_138 | LINE_ITEM | Sqm | PAINTING_FINISHING | Interior Grade Acrylic Emulsion Paint |  |  | Other Building Elements |  | STAGE_3_ENHANCED_INHERITANCE | 90.0% | ENHANCED_CONTEXT_INHERITANCE | True | False | INHERITED_NO_CHANGE | {}
850 |  | 16th floor to 20th floor |  |  | Sqm | 0 | 0 | 572 | 696 | 600 |  | 1868 | 1868 | #ERROR! | #ERROR! |  |  | Chunk_138 | LINE_ITEM | Sqm | PAINTING_FINISHING | Interior Grade Acrylic Emulsion Paint |  |  | Other Building Elements |  | STAGE_3_ENHANCED_INHERITANCE | 90.0% | ENHANCED_CONTEXT_INHERITANCE | True | False | INHERITED_NO_CHANGE | {}
851 |  | 21st floor to 22nd floor |  |  | Sqm | 0 | 0 | 0 | 0 | 240 |  | 240 | 240 | #ERROR! | #ERROR! |  |  | Chunk_138 | LINE_ITEM | Sqm | PAINTING_FINISHING | Interior Grade Acrylic Emulsion Paint |  |  | Other Building Elements |  | STAGE_3_ENHANCED_INHERITANCE | 90.0% | ENHANCED_CONTEXT_INHERITANCE | True | False | INHERITED_NO_CHANGE | {}
852 | P 8.2 | For Lobby & corridor ceiling and at locations wherever directed by EIC. | [12 empty] | 0 |  |  | Chunk_138 | LINE_ITEM |  | PAINTING_FINISHING | Interior Grade Acrylic Emulsion Paint |  |  | Other Building Elements |  | STAGE_3_ENHANCED_INHERITANCE | 90.0% | ENHANCED_CONTEXT_INHERITANCE | True | False | INHERITED_NO_CHANGE | {}
853 |  | Ground Floor to 5th floor |  |  | Sqm | 0 | 0 | 539 | 648 | 463 |  | 1650 | 1650 | #ERROR! | #ERROR! |  |  | Chunk_138 | LINE_ITEM | Sqm | PAINTING_FINISHING | Interior Grade Acrylic Emulsion Paint |  |  | Other Building Elements |  | STAGE_3_ENHANCED_INHERITANCE | 90.0% | ENHANCED_CONTEXT_INHERITANCE | True | False | INHERITED_NO_CHANGE | {}
854 |  | 6th floor to 10th floor |  |  | Sqm | 0 | 0 | 450 | 555 | 380 |  | 1385 | 1385 | #ERROR! | #ERROR! |  |  | Chunk_138 | LINE_ITEM | Sqm | PAINTING_FINISHING | Interior Grade Acrylic Emulsion Paint |  |  | Other Building Elements |  | STAGE_3_ENHANCED_INHERITANCE | 90.0% | ENHANCED_CONTEXT_INHERITANCE | True | False | INHERITED_NO_CHANGE | {}
855 |  | 11th floor to 15th floor |  |  | Sqm | 0 | 0 | 450 | 555 | 380 |  | 1385 | 1385 | #ERROR! | #ERROR! |  |  | Chunk_138 | LINE_ITEM | Sqm | PAINTING_FINISHING | Interior Grade Acrylic Emulsion Paint |  |  | Other Building Elements |  | STAGE_3_ENHANCED_INHERITANCE | 90.0% | ENHANCED_CONTEXT_INHERITANCE | True | False | INHERITED_NO_CHANGE | {}
856 |  | 16th floor to 20th floor |  |  | Sqm | 0 | 0 | 360 | 444 | 380 |  | 1184 | 1184 | #ERROR! | #ERROR! |  |  | Chunk_138 | LINE_ITEM | Sqm | PAINTING_FINISHING | Interior Grade Acrylic Emulsion Paint |  |  | Other Building Elements |  | STAGE_3_ENHANCED_INHERITANCE | 90.0% | ENHANCED_CONTEXT_INHERITANCE | True | False | INHERITED_NO_CHANGE | {}
857 |  | 21st floor to 22nd floor |  |  | Sqm | 0 | 0 | 0 | 0 | 152 |  | 152 | 152 | #ERROR! | #ERROR! |  |  | Chunk_138 | LINE_ITEM | Sqm | PAINTING_FINISHING | Interior Grade Acrylic Emulsion Paint |  |  | Other Building Elements |  | STAGE_3_ENHANCED_INHERITANCE | 90.0% | ENHANCED_CONTEXT_INHERITANCE | True | False | INHERITED_NO_CHANGE | {}
858 |  | Ground Floor to 5th floor |  |  | Sqm | 0 | 0 | 195 | 211 | 352 |  | 758 | 758 | #ERROR! | #ERROR! |  |  | Chunk_138 | LINE_ITEM | Sqm | PAINTING_FINISHING | Interior Grade Acrylic Emulsion Paint |  |  | Other Building Elements |  | STAGE_3_ENHANCED_INHERITANCE | 90.0% | ENHANCED_CONTEXT_INHERITANCE | True | False | INHERITED_NO_CHANGE | {}
859 |  | 6th floor to 10th floor |  |  | Sqm | 0 | 0 | 180 | 190 | 330 |  | 700 | 700 | #ERROR! | #ERROR! |  |  | Chunk_138 | LINE_ITEM | Sqm | PAINTING_FINISHING | Interior Grade Acrylic Emulsion Paint |  |  | Other Building Elements |  | STAGE_3_ENHANCED_INHERITANCE | 90.0% | ENHANCED_CONTEXT_INHERITANCE | True | False | INHERITED_NO_CHANGE | {}
860 |  | 11th floor to 15th floor |  |  | Sqm | 0 | 0 | 180 | 190 | 330 |  | 700 | 700 | #ERROR! | #ERROR! |  |  | Chunk_138 | LINE_ITEM | Sqm | PAINTING_FINISHING | Interior Grade Acrylic Emulsion Paint |  |  | Other Building Elements |  | STAGE_3_ENHANCED_INHERITANCE | 90.0% | ENHANCED_CONTEXT_INHERITANCE | True | False | INHERITED_NO_CHANGE | {}
861 |  | 16th floor to 20th floor |  |  | Sqm | 0 | 0 | 144 | 152 | 319 |  | 615 | 615 | #ERROR! | #ERROR! |  |  | Chunk_138 | LINE_ITEM | Sqm | PAINTING_FINISHING | Interior Grade Acrylic Emulsion Paint |  |  | Other Building Elements |  | STAGE_3_ENHANCED_INHERITANCE | 90.0% | ENHANCED_CONTEXT_INHERITANCE | True | False | INHERITED_NO_CHANGE | {}
862 |  | 21st floor to 22nd floor |  |  | Sqm | 0 | 0 | 0 | 0 | 110 |  | 110 | 110 | #ERROR! | #ERROR! |  |  | Chunk_139 | LINE_ITEM | Sqm | PAINTING_FINISHING | Interior Grade Acrylic Emulsion Paint |  |  | Other Building Elements |  | STAGE_3_ENHANCED_INHERITANCE | 90.0% | ENHANCED_CONTEXT_INHERITANCE | True | False | INHERITED_NO_CHANGE | {}
863 | P 9.1 | Location: Passenger / Fire lift lobby & Corridor walls upto 1.20m at all levels and at locations wherever directed by EIC. | [12 empty] | 0 |  |  | Chunk_140 | LINE_ITEM |  | PAINTING_FINISHING | Interior Grade Acrylic Emulsion Paint |  |  | Other Building Elements |  | STAGE_3_ENHANCED_INHERITANCE | 90.0% | ENHANCED_CONTEXT_INHERITANCE | True | False | INHERITED_NO_CHANGE | {}
864 |  | Ground Floor to 5th floor |  |  | Sqm | 0 | 0 | 513 | 626 | 396 | 0 | 1535 | 1535 | #ERROR! | #ERROR! |  |  | Chunk_140 | LINE_ITEM | Sqm | PAINTING_FINISHING | Interior Grade Acrylic Emulsion Paint |  |  | Other Building Elements |  | STAGE_3_ENHANCED_INHERITANCE | 90.0% | ENHANCED_CONTEXT_INHERITANCE | True | False | INHERITED_NO_CHANGE | {}
865 |  | 6th floor to 10th floor |  |  | Sqm | 0 | 0 | 425 | 535 | 335 | 0 | 1295 | 1295 | #ERROR! | #ERROR! |  |  | Chunk_140 | LINE_ITEM | Sqm | PAINTING_FINISHING | Interior Grade Acrylic Emulsion Paint |  |  | Other Building Elements |  | STAGE_3_ENHANCED_INHERITANCE | 90.0% | ENHANCED_CONTEXT_INHERITANCE | True | False | INHERITED_NO_CHANGE | {}
866 |  | 11th floor to 15th floor |  |  | Sqm | 0 | 0 | 425 | 535 | 335 | 0 | 1295 | 1295 | #ERROR! | #ERROR! |  |  | Chunk_140 | LINE_ITEM | Sqm | PAINTING_FINISHING | Interior Grade Acrylic Emulsion Paint |  |  | Other Building Elements |  | STAGE_3_ENHANCED_INHERITANCE | 90.0% | ENHANCED_CONTEXT_INHERITANCE | True | False | INHERITED_NO_CHANGE | {}
867 |  | 16th floor to 20th floor |  |  | Sqm | 0 | 0 | 340 | 428 | 335 | 0 | 1103 | 1103 | #ERROR! | #ERROR! |  |  | Chunk_140 | LINE_ITEM | Sqm | PAINTING_FINISHING | Interior Grade Acrylic Emulsion Paint |  |  | Other Building Elements |  | STAGE_3_ENHANCED_INHERITANCE | 90.0% | ENHANCED_CONTEXT_INHERITANCE | True | False | INHERITED_NO_CHANGE | {}
868 |  | 21st floor to 22nd floor |  |  | Sqm | 0 | 0 | 0 | 0 | 134 | 0 | 134 | 134 | #ERROR! | #ERROR! |  |  | Chunk_140 | LINE_ITEM | Sqm | PAINTING_FINISHING | Interior Grade Acrylic Emulsion Paint |  |  | Other Building Elements |  | STAGE_3_ENHANCED_INHERITANCE | 90.0% | ENHANCED_CONTEXT_INHERITANCE | True | False | INHERITED_NO_CHANGE | {}
869 |  | Terrace |  |  | Sqm | 0 | 0 | 0 | 0 | 0 | 0 | 0 | RO | #ERROR! | 0 |  |  | Chunk_140 | LINE_ITEM | Sqm | PAINTING_FINISHING | Interior Grade Acrylic Emulsion Paint |  |  | Other Building Elements |  | STAGE_3_ENHANCED_INHERITANCE | 90.0% | ENHANCED_CONTEXT_INHERITANCE | True | False | INHERITED_NO_CHANGE | {}
870 | P 9.2 | Location: Staircase walls upto 1.20m height at all levels and at locations wherever directed by EIC. | [12 empty] | 0 |  |  | Chunk_140 | LINE_ITEM |  | PAINTING_FINISHING | Interior Grade Acrylic Emulsion Paint |  |  | Other Building Elements |  | STAGE_3_ENHANCED_INHERITANCE | 90.0% | ENHANCED_CONTEXT_INHERITANCE | True | False | INHERITED_NO_CHANGE | {}
871 |  | Ground Floor to 5th floor |  |  | Sqm | 0 | 0 | 228 | 179 | 188 | 0 | 595 | 595 | #ERROR! | #ERROR! |  |  | Chunk_140 | LINE_ITEM | Sqm | PAINTING_FINISHING | Interior Grade Acrylic Emulsion Paint |  |  | Other Building Elements |  | STAGE_3_ENHANCED_INHERITANCE | 90.0% | ENHANCED_CONTEXT_INHERITANCE | True | False | INHERITED_NO_CHANGE | {}
872 |  | 6th floor to 10th floor |  |  | Sqm | 0 | 0 | 190 | 150 | 155 | 0 | 495 | 495 | #ERROR! | #ERROR! |  |  | Chunk_140 | LINE_ITEM | Sqm | PAINTING_FINISHING | Interior Grade Acrylic Emulsion Paint |  |  | Other Building Elements |  | STAGE_3_ENHANCED_INHERITANCE | 90.0% | ENHANCED_CONTEXT_INHERITANCE | True | False | INHERITED_NO_CHANGE | {}
873 |  | 11th floor to 15th floor |  |  | Sqm | 0 | 0 | 190 | 150 | 155 | 0 | 495 | 495 | #ERROR! | #ERROR! |  |  | Chunk_140 | LINE_ITEM | Sqm | PAINTING_FINISHING | Interior Grade Acrylic Emulsion Paint |  |  | Other Building Elements |  | STAGE_3_ENHANCED_INHERITANCE | 90.0% | ENHANCED_CONTEXT_INHERITANCE | True | False | INHERITED_NO_CHANGE | {}
874 |  | 16th floor to 20th floor |  |  | Sqm | 0 | 0 | 152 | 150 | 155 | 0 | 457 | 457 | #ERROR! | #ERROR! |  |  | Chunk_140 | LINE_ITEM | Sqm | PAINTING_FINISHING | Interior Grade Acrylic Emulsion Paint |  |  | Other Building Elements |  | STAGE_3_ENHANCED_INHERITANCE | 90.0% | ENHANCED_CONTEXT_INHERITANCE | True | False | INHERITED_NO_CHANGE | {}
875 |  | 21st floor to 22nd floor |  |  | Sqm | 0 | 0 | 0 | 60 | 62 | 0 | 122 | 122 | #ERROR! | #ERROR! |  |  | Chunk_140 | LINE_ITEM | Sqm | PAINTING_FINISHING | Interior Grade Acrylic Emulsion Paint |  |  | Other Building Elements |  | STAGE_3_ENHANCED_INHERITANCE | 90.0% | ENHANCED_CONTEXT_INHERITANCE | True | False | INHERITED_NO_CHANGE | {}
876 |  | Terrace |  |  | Sqm | 0 | 0 | 38 | 30 | 31 | 0 | 99 | 99 | #ERROR! | #ERROR! |  |  | Chunk_140 | LINE_ITEM | Sqm | PAINTING_FINISHING | Interior Grade Acrylic Emulsion Paint |  |  | Other Building Elements |  | STAGE_3_ENHANCED_INHERITANCE | 90.0% | ENHANCED_CONTEXT_INHERITANCE | True | False | INHERITED_NO_CHANGE | {}
877 | P 8 | Providing and applying two coats of Interior grade Acrylic emulsion paint of approved make and colour as per manufacturer's specifications, to get an approved / desired finish and shade, including one coat primer and two coat of coarse putty and two coat of fine putty, including necessary sand papering & preparation of surface, Cleaning after completion, MS scaffolding wherever required, etc., complete, and as directed by engineer-in-charge. NOTE: The putty applied should be of minimum of 5mm thick and should cover all the undulations to form a smooth and even surface. | [12 empty] | 0 |  |  | Chunk_138_HEADER | HEADER |  | PAINTING_FINISHING | Interior Grade Acrylic Emulsion Paint | Two coats |  | Other Building Elements | ACTIVITY PRIORITY CONFIRMED: Applying paint | STAGE_2_AI_VERIFIED_WITH_ACTIVITY_PRIORITY | 95.0% | AI_HEADER_VERIFICATION_ACTIVITY_PRIORITY |  |  | HEADER_VERIFICATION | {}
878 | P 9 | Providing and applying one coat pressed bubble texture and two coats of Interior grade acrylic emulsion paint of approved make and colour as per manufacturer's specifications, to get an approved / desired finish and shade, including one coat primer, two coats of coarse putty and two coats of fine putty, including necessary sand papering & preparation of surface, Cleaning after completion, MS scaffolding wherever required, etc., complete, and as directed by engineer-in-charge. NOTE: The putty applied should be of minimum of 5mm thick and should cover all the undulations to form a smooth and even surface. including preparation of surface, Cleaning after completion, necessary sand papering, MS scaffolding wherever required, etc., complete, and as directed by engineer-in-charge. | [12 empty] | 0 | As per the BEL confirmation , we have consider the Vitrified dadoing upto 1.2m ht. from FFL and above emulsion paint |  | Chunk_140_HEADER | HEADER |  | PAINTING_FINISHING | Interior Grade Acrylic Emulsion Paint | Two coats |  | Other Building Elements | ACTIVITY PRIORITY CONFIRMED: Applying paint | STAGE_2_AI_VERIFIED_WITH_ACTIVITY_PRIORITY | 95.0% | AI_HEADER_VERIFICATION_ACTIVITY_PRIORITY |  |  | HEADER_VERIFICATION | {}
879 |  | Basement-2 floor lvl to Ground floor |  |  | Sqm | 0 | 0 | 0 | 0 | 0 | 0 | 0 | RO | #ERROR! | 0 |  |  | Chunk_137 | LINE_ITEM | Sqm | PAINTING_FINISHING | Interior Grade Premium Acrylic Emulsion Paint |  |  | Foundations (Substructure) |  | STAGE_3_ENHANCED_INHERITANCE | 90.0% | ENHANCED_CONTEXT_INHERITANCE | True | False | INHERITED_NO_CHANGE | {}
880 |  | Basement-2 floor lvl to Ground floor |  |  | Sqm | 0 | 0 | 0 | 0 | 0 | 0 | 0 | RO | #ERROR! | 0 |  |  | Chunk_137 | LINE_ITEM | Sqm | PAINTING_FINISHING | Interior Grade Premium Acrylic Emulsion Paint |  |  | Foundations (Substructure) |  | STAGE_3_ENHANCED_INHERITANCE | 90.0% | ENHANCED_CONTEXT_INHERITANCE | True | False | INHERITED_NO_CHANGE | {}
881 | P 7.1 | Location: Apartment units(foyer, living, dining, study, all bedrooms, kitchen, utility & family) internal wall painting & at locations wherever directed by EIC. | [12 empty] | 0 |  |  | Chunk_137 | LINE_ITEM |  | PAINTING_FINISHING | Interior Grade Premium Acrylic Emulsion Paint |  |  | Non-loadbearing Items |  | STAGE_3_ENHANCED_INHERITANCE | 90.0% | ENHANCED_CONTEXT_INHERITANCE | True | False | INHERITED_WITH_MODIFICATION | {}
882 |  | Ground Floor to 5th floor |  |  | Sqm | 0 | 0 | 7690 | 9929 | 7542 | 0 | 25161 | 25161 | #ERROR! | #ERROR! |  |  | Chunk_137 | LINE_ITEM | Sqm | PAINTING_FINISHING | Interior Grade Premium Acrylic Emulsion Paint |  |  | Other Building Elements |  | STAGE_3_ENHANCED_INHERITANCE | 90.0% | ENHANCED_CONTEXT_INHERITANCE | True | False | INHERITED_NO_CHANGE | {}
883 |  | 6th floor to 10th floor |  |  | Sqm | 0 | 0 | 7185 | 8810 | 7070 | 0 | 23065 | 23065 | #ERROR! | #ERROR! |  |  | Chunk_137 | LINE_ITEM | Sqm | PAINTING_FINISHING | Interior Grade Premium Acrylic Emulsion Paint |  |  | Other Building Elements |  | STAGE_3_ENHANCED_INHERITANCE | 90.0% | ENHANCED_CONTEXT_INHERITANCE | True | False | INHERITED_NO_CHANGE | {}
884 |  | 11th floor to 15th floor |  |  | Sqm | 0 | 0 | 7185 | 8810 | 7070 | 0 | 23065 | 23065 | #ERROR! | #ERROR! |  |  | Chunk_137 | LINE_ITEM | Sqm | PAINTING_FINISHING | Interior Grade Premium Acrylic Emulsion Paint |  |  | Other Building Elements |  | STAGE_3_ENHANCED_INHERITANCE | 90.0% | ENHANCED_CONTEXT_INHERITANCE | True | False | INHERITED_NO_CHANGE | {}
885 |  | 16th floor to 20th floor |  |  | Sqm | 0 | 0 | 5748 | 7048 | 6835 | 0 | 19631 | 19631 | #ERROR! | #ERROR! |  |  | Chunk_137 | LINE_ITEM | Sqm | PAINTING_FINISHING | Interior Grade Premium Acrylic Emulsion Paint |  |  | Other Building Elements |  | STAGE_3_ENHANCED_INHERITANCE | 90.0% | ENHANCED_CONTEXT_INHERITANCE | True | False | INHERITED_NO_CHANGE | {}
886 |  | 21st floor to 22nd floor |  |  | Sqm | 0 | 0 | 0 | 0 | 2358 | 0 | 2358 | 2358 | #ERROR! | #ERROR! |  |  | Chunk_137 | LINE_ITEM | Sqm | PAINTING_FINISHING | Interior Grade Premium Acrylic Emulsion Paint |  |  | Other Building Elements |  | STAGE_3_ENHANCED_INHERITANCE | 90.0% | ENHANCED_CONTEXT_INHERITANCE | True | False | INHERITED_NO_CHANGE | {}
887 | P 7.2 | Location: Apartment unit (foyer, living, dining, study, all bedrooms, kitchen, utility & family) internal ceiling painting & at locations wherever directed by EIC. | [12 empty] | 0 |  |  | Chunk_137 | LINE_ITEM |  | PAINTING_FINISHING | Interior Grade Premium Acrylic Emulsion Paint |  |  | Other Building Elements |  | STAGE_3_ENHANCED_INHERITANCE | 90.0% | ENHANCED_CONTEXT_INHERITANCE | True | False | INHERITED_WITH_MODIFICATION | {}
888 |  | Ground Floor to 5th floor |  |  | Sqm | 0 | 0 | 2450 | 3519 | 2774 | 0 | 8743 | 8743 | #ERROR! | #ERROR! |  |  | Chunk_137 | LINE_ITEM | Sqm | PAINTING_FINISHING | Interior Grade Premium Acrylic Emulsion Paint |  |  | Other Building Elements |  | STAGE_3_ENHANCED_INHERITANCE | 90.0% | ENHANCED_CONTEXT_INHERITANCE | True | False | INHERITED_NO_CHANGE | {}
889 |  | 6th floor to 10th floor |  |  | Sqm | 0 | 0 | 2280 | 3120 | 2600 | 0 | 8000 | 8000 | #ERROR! | #ERROR! |  |  | Chunk_137 | LINE_ITEM | Sqm | PAINTING_FINISHING | Interior Grade Premium Acrylic Emulsion Paint |  |  | Other Building Elements |  | STAGE_3_ENHANCED_INHERITANCE | 90.0% | ENHANCED_CONTEXT_INHERITANCE | True | False | INHERITED_NO_CHANGE | {}
890 |  | 11th floor to 15th floor |  |  | Sqm | 0 | 0 | 2280 | 3120 | 2600 | 0 | 8000 | 8000 | #ERROR! | #ERROR! |  |  | Chunk_137 | LINE_ITEM | Sqm | PAINTING_FINISHING | Interior Grade Premium Acrylic Emulsion Paint |  |  | Other Building Elements |  | STAGE_3_ENHANCED_INHERITANCE | 90.0% | ENHANCED_CONTEXT_INHERITANCE | True | False | INHERITED_NO_CHANGE | {}
891 |  | 16th floor to 20th floor |  |  | Sqm | 0 | 0 | 1824 | 2496 | 2514 | 0 | 6834 | 6834 | #ERROR! | #ERROR! |  |  | Chunk_137 | LINE_ITEM | Sqm | PAINTING_FINISHING | Interior Grade Premium Acrylic Emulsion Paint |  |  | Other Building Elements |  | STAGE_3_ENHANCED_INHERITANCE | 90.0% | ENHANCED_CONTEXT_INHERITANCE | True | False | INHERITED_NO_CHANGE | {}
892 |  | 21st floor to 22nd floor |  |  | Sqm | 0 | 0 | 0 | 0 | 868 | 0 | 868 | 868 | #ERROR! | #ERROR! |  |  | Chunk_137 | LINE_ITEM | Sqm | PAINTING_FINISHING | Interior Grade Premium Acrylic Emulsion Paint |  |  | Other Building Elements |  | STAGE_3_ENHANCED_INHERITANCE | 90.0% | ENHANCED_CONTEXT_INHERITANCE | True | False | INHERITED_NO_CHANGE | {}
893 | P 7 | Providing and applying two coats of Interior grade Premium acrylic emulsion paint of approved make and colour as per manufacturer's specifications, to get an approved / desired finish and shade, including one coat primer and and two coat of fine putty, including necessary sand papering & preparation of surface, Cleaning after completion, MS scaffolding wherever required, etc., complete, and as directed by engineer-in-charge. NOTE: The putty applied should be of minimum of 5mm thick and should cover all the undulations to form a smooth and even surface. | [12 empty] | 0 |  |  | Chunk_137_HEADER | HEADER |  | PAINTING_FINISHING | Interior Grade Premium Acrylic Emulsion Paint | Two coats |  | Other Building Elements | ACTIVITY PRIORITY CONFIRMED: Applying paint | STAGE_2_AI_VERIFIED_WITH_ACTIVITY_PRIORITY | 95.0% | AI_HEADER_VERIFICATION_ACTIVITY_PRIORITY |  |  | HEADER_VERIFICATION | {}
894 | R 3 | Location : Main Terrace - Including LMR & SHR. Supplying and applying single component, elastomeric 100% pure polyurethane coating Surface Preparation 1.Concrete surface must clean with wire brush/grinder to remove loose mortar and must be smooth, uniform, clean and dust free to receive the treatment. Preliminary Treatment 1. Any crack, construction joints shall be treated with Polymer modified repair mortar by proper grooving arrangement as per manufactures recommendation 2. Block work joints, Blockwall -slab interface to be packed with Polymer modified repair mortar . Treatment to continue up to full hight of the planter wall 3.Angle fillet - Making coving ( 50X50mm) using M20 Grade Concrete admixed with additive as per manufacturers specification 5.Testing by ponding water for 24 hours to identify surface defects Bore packing (Treatment steps given separately) 6.If any leak/dampness observed post water ponding Test, it needs to be pressure grouted with appropriate grouting chemical. 7.A groove to be provided on the wall to terminate the polyurethane coating or as recommended by the manufacturer. 8.skim tape to be provided wherever dissimilar material ( Steel,PVC ) encountered ,to overlap the coating Supplying and applying single component, elastomeric 100% pure polyurethane coating, Fosroc Nitoproof 600PF / FOSROC,SIKA,DRFIXIT, ALCHIMICA or equivalent approved by EIC , which is free from bitumen and tar, having elongation of > 400% (as per ASTM D 412), tensile strength of 2MPa (as per ASTM D 412), crack bridging up to 2mm, Adhesion to concrete 2 N/mm2 , Shore A hardness 60 (As per ASTM 2240), applied in 2 coats with a total consumption of 2.0Kg/sqm to achieve standalone waterproofing DFT of 1.5mm satisfying the requirements of ASTM C898, resistant to plant roots as per UNE CN/TS 14416. The coating shall be continued to the entire horizontal area and vertical area upto 300mm. Silica sand to be sprinkled on coating whereever wall plastering is to be done. The system includes surface preparation, crack treatment, providing haunching and priming the surface with epoxy primer, Fosroc /equivalent applied with a total consumption of 150gms/Sqm or as per manufacturer specifications, followed by application of polyurethane coating. Mode of measurement will be applied surface area. | [15 empty] | Chunk_164 | LINE_ITEM |  | PAINTING_FINISHING | Polyurethane Coating |  |  | Load-bearing Structural Frame |  | STAGE_3_ENHANCED_INHERITANCE | 90.0% | ENHANCED_CONTEXT_INHERITANCE | False | False | OVERRIDE_UNIT_CONTRADICTION | {}
895 |  | PREMABLE : (i) Flat surface area will be measured for payment for all types of painting. No additional coefficient will be considered for painting over uneven surface unless otherwise specified. (ii) Paints with low VOC to be used for all painting works. (iii) Providing and fixing of Masking tape before commencement of painting works, to be taped at the junction of doors, windows, electrical boxes and at locations wherever directed by EIC including removal of the same. (iv) Providing and covering of Flooring works and at locations wherever directed by EIC ,with suitable protection material before commencement of painting and including removal of the same. | [15 empty] | Chunk_132 | LINE_ITEM |  | PAINTING_FINISHING | Polyurethane Floor Coating |  |  | Building Installations |  | STAGE_3_ENHANCED_INHERITANCE | 90.0% | ENHANCED_CONTEXT_INHERITANCE | True | False | INHERITED_WITH_MODIFICATION | {}
896 | N 39.1 | Location: Pump rooms of STP & UG SUMP & at locations as directed by EIC. |  |  | Sqm | 41 | [5 empty] | 0 | 41 | 700 | 28700 | Pump room flooring |  | Chunk_132 | LINE_ITEM | Sqm | PAINTING_FINISHING | Polyurethane Floor Coating |  |  | Other Building Elements |  | STAGE_3_ENHANCED_INHERITANCE | 90.0% | ENHANCED_CONTEXT_INHERITANCE | True | False | INHERITED_NO_CHANGE | {}
897 | P | PAINTING WORKS | [15 empty] | Chunk_132 | LINE_ITEM |  | PAINTING_FINISHING | Polyurethane Floor Coating |  |  | Other Building Elements |  | STAGE_3_ENHANCED_INHERITANCE | 90.0% | ENHANCED_CONTEXT_INHERITANCE | True | False | INHERITED_NO_CHANGE | {}
898 | N 39 | Providing and laying 200 micron thick PU floor coating FLORTHANE of Apurva or any other approved equivalent make based on polyurethane resin. FLORTHANE combines superior chemical and abrasion resistance with excellent adhesion, colour retention and weather ability. The system Pack components are pre-weighed for optimum performance. The surface to be coated, should be free from loose particles, rust, oils, grease, or earlier coatings and should be thoroughly dry, prime the surface with water based primer coat FLORPRIME WB or any other equivalent make. Followed by FLORTHANE smooth roller finished coats with 2 coats in approved colour. all as per manufacturer specification, drawings and as directed by engineer-in-charge. | [12 empty] | 0 |  |  | Chunk_132_HEADER | HEADER |  | PAINTING_FINISHING | Polyurethane Floor Coating | Two coats |  | Other Building Elements | ACTIVITY PRIORITY CONFIRMED: Applying Coating | STAGE_2_AI_VERIFIED_WITH_ACTIVITY_PRIORITY | 95.0% | AI_HEADER_VERIFICATION_ACTIVITY_PRIORITY |  |  | HEADER_VERIFICATION | {}
899 | P 16 | Providing & applying one coat of primer including preparation of surface, cleaning after completion, necessary scaffolding wherever required, etc., complete, and as directed by engineer-in-charge. | [12 empty] | 0 |  |  | Chunk_148 | LINE_ITEM |  | PAINTING_FINISHING | Primer |  |  | Other Building Elements |  | STAGE_3_ENHANCED_INHERITANCE | 90.0% | ENHANCED_CONTEXT_INHERITANCE | True | False | INHERITED_WITH_MODIFICATION | {}
900 | b | MS grill for electrical rooms/ service rooms window opening |  |  | Sqm | 0 | 0 | 0 | 0 | 0 | 0 | 0 | RO | #ERROR! | 0 |  |  | Chunk_151 | LINE_ITEM | Sqm | PAINTING_FINISHING | Synthetic Enamel Paint |  |  | Building Installations |  | STAGE_3_ENHANCED_INHERITANCE | 90.0% | ENHANCED_CONTEXT_INHERITANCE | True | False | INHERITED_NO_CHANGE | {}
901 | P 20 | Providing and painting with two coats of synthetic enamel paint of approved make and shade on MS or on wooden surfaces over one coat of primer including preparation of surfaces , MS scaffolding etc. complete as per specifications and at locations wherever directed by EIC. | [12 empty] | 0 |  |  | Chunk_151 | LINE_ITEM |  | PAINTING_FINISHING | Synthetic Enamel Paint |  |  | Other Building Elements |  | STAGE_3_ENHANCED_INHERITANCE | 90.0% | ENHANCED_CONTEXT_INHERITANCE | True | False | INHERITED_WITH_MODIFICATION | {}
902 |  | FOR FOLLOWING AREAS | [12 empty] | 0 |  |  | Chunk_151 | LINE_ITEM |  | PAINTING_FINISHING | Synthetic Enamel Paint |  |  | Other Building Elements |  | STAGE_3_ENHANCED_INHERITANCE | 90.0% | ENHANCED_CONTEXT_INHERITANCE | True | False | INHERITED_NO_CHANGE | {}
903 | a | Window grills . |  |  | Sqm | 0 | 0 | 0 | 0 | 0 | 0 | 0 | RO | #ERROR! | 0 |  |  | Chunk_151 | LINE_ITEM | Sqm | PAINTING_FINISHING | Synthetic Enamel Paint |  |  | Other Building Elements |  | STAGE_3_ENHANCED_INHERITANCE | 90.0% | ENHANCED_CONTEXT_INHERITANCE | True | False | INHERITED_WITH_MODIFICATION | {}
904 | P 22 | Providing and painting with two coats of epoxy paint of approved make and shade on MS over one coat of primer including preparation of surfaces , MS scaffolding etc. complete as per specifications and directed by EIC. |  |  | Sqm | 0 | 0 | 0 | 0 | 0 | 0 | 0 | RO | #ERROR! | 0 |  |  | Chunk_153 | LINE_ITEM | Sqm | PAINTING_FINISHING | epoxy paint |  |  | Other Building Elements |  | STAGE_3_ENHANCED_INHERITANCE | 90.0% | ENHANCED_CONTEXT_INHERITANCE | True | False | INHERITED_WITH_MODIFICATION | {}
905 | P 18 | Providing and applying of One Primer and two coats of food grade epoxy CERA COTE EPW (White) / SIKA GUARD – 67 or approved equivalent over the plastered / screed surface after the water proofing treatment including MS scaffolding etc. complete as per specifications. | [12 empty] | 0 |  |  | Chunk_151 | LINE_ITEM |  | PAINTING_FINISHING | food grade epoxy CERA COTE EPW (White) / SIKA GUARD – 67 |  |  | Other Building Elements |  | STAGE_3_ENHANCED_INHERITANCE | 90.0% | ENHANCED_CONTEXT_INHERITANCE | True | False | INHERITED_WITH_MODIFICATION | {}
906 | P 21 | Providing and painting with two coats of synthetic enamel paint of approved make and shade on MS surfaces over one coat of primer, with one coat of KPF (Knifing Paste Filler) metal putty including sand papering, necessary surface preparation, MS scaffolding etc. complete as per specifications for following areas and at locations wherever directed by EIC. Location : Locations wherever directed by EIC. |  |  | Sqm | 0 | 0 | 0 | 0 | 0 | 0 | 0 | RO | #ERROR! | 0 |  |  | Chunk_153 | LINE_ITEM | Sqm | PAINTING_FINISHING | synthetic enamel paint |  |  | Other Building Elements |  | STAGE_3_ENHANCED_INHERITANCE | 90.0% | ENHANCED_CONTEXT_INHERITANCE | True | False | INHERITED_WITH_MODIFICATION | {}
907 | P 19 | Providing and applying one coat of yellow / Orange / Approved shade paint of Apex or approved equivalent make for 100 mm wide reflective band as per drawing including one coat primer and one coat putty. The rate includes necessary surface preparation and cleaning after completion etc., complete and as directed by engineer-in-charge. Location : Parking area columns and Shear wall & at locations wherever directed by EIC. | [12 empty] | 0 |  |  | Chunk_151 | LINE_ITEM |  | PAINTING_FINISHING | yellow / Orange / Approved shade paint of Apex |  |  | Load-bearing Structural Frame |  | STAGE_3_ENHANCED_INHERITANCE | 90.0% | ENHANCED_CONTEXT_INHERITANCE | True | False | INHERITED_WITH_MODIFICATION | {}
908 | K 1.1 | Providing stacking, storing & Fixing of African Teak wood frame of single Rebate of approved section 110mm x 55mm for main Doors ( No.of pieces :4 nos including threshold) as per the specifications and drawings. Door frame shall be bitumen painted / antitermite treatment done on to the surface of frame abutting the masonry wall and fixed with 8 mm thick PU foam chemicals of approved make as per manufactures specification and 4 nos of 8mm dia 100mm long anchor fasteners including drilling, finishing the countersunk with suitable filling material etc. complete at all levels. Item includes providing and fixing architrave of size 40x10mm on the outer side & 30x10mm on the inner side of the door using teakwood of profile as shown in the drawing. Also providing and applying two coats of Natural PU lacquer Polish to the frames including for beading of approved brand and shade on new works including surface preparation and one coat of wood filler for wooden surfaces, at all levels & heights, including all leads & lifts of materials, etc., complete all as per directions of EIC. Wall Paneling: As per wall thickness and project requirement. Consider Basic rate of Door frame: Rs.13,653/No (for wooden frame including PU lacquer polish, beading but excluding PU foam, anchor bolts & anti termite treatment). Flat Entrance Door / Main Door : 1050x2100mm (D1) |  |  | Nos |  |  | 155 | 155 | 131 |  | 441 | 441 | #ERROR! | #ERROR! | With Threshold - 4 nos |  | Chunk_67_HEADER | HEADER |  | JOINERY_DOORS | African Teak Wood Frame |  |  | Load-bearing Structural Frame | ACTIVITY PRIORITY CORRECTED: The primary activity is fixing an African Teak wood frame for main doors. This falls under 'JOINERY_DOORS'. The anti-termite treatment and painting are incidental to the installation of the door frame. | STAGE_2_AI_VERIFIED_WITH_ACTIVITY_PRIORITY | 95.0% | AI_HEADER_VERIFICATION_ACTIVITY_PRIORITY |  |  | HEADER_VERIFICATION | {}
909 | f | Ball bearing hinges SS 304 grade -DORMA/HAGER or Equivalent - 4"x3"x3mm |  |  | Nos |  |  | 268 | 260 | 336 |  | 864 | 864 | 250 | 216000 | Consider 04 nos per door |  | Chunk_73 | LINE_ITEM | Nos | JOINERY_DOORS | Ball Bearing Hinges |  |  | Other Building Elements |  | STAGE_3_ENHANCED_INHERITANCE | 90.0% | ENHANCED_CONTEXT_INHERITANCE | True | False | INHERITED_WITH_MODIFICATION | {}
910 | g | Concealed tower bolt of length - 8" |  |  | Nos |  |  | 67 | 65 | 84 |  | 216 | 216 | 500 | 108000 | Consider 01 nos per door |  | Chunk_73 | LINE_ITEM | Nos | JOINERY_DOORS | Concealed Tower Bolt |  |  | Other Building Elements |  | STAGE_3_ENHANCED_INHERITANCE | 90.0% | ENHANCED_CONTEXT_INHERITANCE | True | False | INHERITED_WITH_MODIFICATION | {}
911 | h | Locks - Dead lock |  |  | Nos |  |  | 67 | 65 | 84 |  | 216 | 216 | 2500 | 540000 | Consider 01 nos per door |  | Chunk_73 | LINE_ITEM | Nos | JOINERY_DOORS | Dead Lock |  |  | Other Building Elements |  | STAGE_3_ENHANCED_INHERITANCE | 90.0% | ENHANCED_CONTEXT_INHERITANCE | True | False | INHERITED_WITH_MODIFICATION | {}
912 | i | Door handle - 12" length SS 304 grade |  |  | Nos |  |  | 67 | 65 | 84 |  | 216 | 216 | 500 | 108000 | Consider 01 nos per door |  | Chunk_73 | LINE_ITEM | Nos | JOINERY_DOORS | Door Handle |  |  | Other Building Elements |  | STAGE_3_ENHANCED_INHERITANCE | 90.0% | ENHANCED_CONTEXT_INHERITANCE | True | False | INHERITED_WITH_MODIFICATION | {}
913 | e | External trim lock with latch |  |  | Nos |  |  | 67 | 65 | 84 |  | 216 | 216 | 7055 | 1523880 | Consider 01 nos per door |  | Chunk_73 | LINE_ITEM | Nos | JOINERY_DOORS | External Trim Lock |  |  | Facades |  | STAGE_3_ENHANCED_INHERITANCE | 90.0% | ENHANCED_CONTEXT_INHERITANCE | True | False | INHERITED_WITH_MODIFICATION | {}
914 | K2 | FIRE RATED DOORS | [15 empty] | Chunk_72 | LINE_ITEM |  | JOINERY_DOORS | Fire Rated Doors |  |  | Other Building Elements |  | STAGE_3_ENHANCED_INHERITANCE | 90.0% | ENHANCED_CONTEXT_INHERITANCE | True | False | INHERITED_WITH_MODIFICATION | {}
915 |  | Same as above for Club house Door - 1300x2200mm (D1322) |  |  | Nos | [5 empty] | 0 | 0 | RO |  | 0 | Club house |  | Chunk_71 | LINE_ITEM | Nos | JOINERY_DOORS | Flush shutter |  |  | Other Building Elements |  | STAGE_3_ENHANCED_INHERITANCE | 90.0% | ENHANCED_CONTEXT_INHERITANCE | True | False | INHERITED_WITH_MODIFICATION | {}
916 |  | Same as above for Club house Door - 1200x2200mm (D1222) |  |  | Nos | [5 empty] | 0 | 0 | RO |  | 0 | Club house |  | Chunk_71 | LINE_ITEM | Nos | JOINERY_DOORS | Flush shutter |  |  | Other Building Elements |  | STAGE_3_ENHANCED_INHERITANCE | 90.0% | ENHANCED_CONTEXT_INHERITANCE | True | False | INHERITED_WITH_MODIFICATION | {}
917 |  | Same as above for Club house Door - 1500x2400mm (D1524) |  |  | Nos | [5 empty] | 0 | 0 | RO |  | 0 | Club house |  | Chunk_71 | LINE_ITEM | Nos | JOINERY_DOORS | Flush shutter |  |  | Other Building Elements |  | STAGE_3_ENHANCED_INHERITANCE | 90.0% | ENHANCED_CONTEXT_INHERITANCE | True | False | INHERITED_WITH_MODIFICATION | {}
918 |  | Same as above for Club house Door - 1000x2200mm |  |  | Nos | [5 empty] | 0 | 0 | RO |  | 0 | Club house |  | Chunk_71 | LINE_ITEM | Nos | JOINERY_DOORS | Flush shutter |  |  | Other Building Elements |  | STAGE_3_ENHANCED_INHERITANCE | 90.0% | ENHANCED_CONTEXT_INHERITANCE | True | False | INHERITED_WITH_MODIFICATION | {}
919 |  | Same as above for Club house Door - 1500x2200mm |  |  | Nos | [5 empty] | 0 | 0 | RO |  | 0 | Club house |  | Chunk_71 | LINE_ITEM | Nos | JOINERY_DOORS | Flush shutter |  |  | Other Building Elements |  | STAGE_3_ENHANCED_INHERITANCE | 90.0% | ENHANCED_CONTEXT_INHERITANCE | True | False | INHERITED_WITH_MODIFICATION | {}
920 |  | Same as above for Club house Door - 1200x2200mm |  |  | Nos | [5 empty] | 0 | 0 | RO |  | 0 | Club house |  | Chunk_71 | LINE_ITEM | Nos | JOINERY_DOORS | Flush shutter |  |  | Other Building Elements |  | STAGE_3_ENHANCED_INHERITANCE | 90.0% | ENHANCED_CONTEXT_INHERITANCE | True | False | INHERITED_WITH_MODIFICATION | {}
921 |  | Same as above for Club house Door - 1500x2100mm |  |  | Nos | [5 empty] | 0 | 0 | RO |  | 0 | Club house |  | Chunk_71 | LINE_ITEM | Nos | JOINERY_DOORS | Flush shutter |  |  | Other Building Elements |  | STAGE_3_ENHANCED_INHERITANCE | 90.0% | ENHANCED_CONTEXT_INHERITANCE | True | False | INHERITED_WITH_MODIFICATION | {}
922 | K 1.5 | Providing, stacking, storing & Fixing Flush shutter of 32 mm thk with both sides laminate- AMA 100 or as per approved sample of approved make & design, including sizing of doors including providing & fixing of hardware fittings complete as shown in drawings at all levels with following specification. a. Infill: Densified Particle Board / SolidParticle Board b. Internal Frame Size on all sides of the infill: Stile, Rails & Intermediate Rail: 60mm Width & 35mm Thick seasoned Pine/ Spruce wood should be used as per IS2202 c. Internal Frame Timber: Kiln Dried Spruce/Pine Wood or Equivalent as per IS2202 d. Lock Rail Size in mm : 450 mm length x 50 mm wide, at centre of the stile. e. Lock Rail Timber: Kiln Dried Spruce/Pine Wood or Equivalent as per IS2202 f. Top Surface Material: Min of 0.8/1.0mm thk laminate or equivalent. g. Finish: laminate finish; Hot pressing h. four sides are with PVC edge banding matching with door colour Providing and applying with two coats of Natural PU lacquer Polish of approved make & shade and laminate finish for door shutter including preparation of surfaces & four sides finished with PVC edge banding matching with door colour etc. complete as per specifications at all levels including all leads & lifts of materials, etc., all as per directions of EIC. Shutter size: Suitable size for Bed Room Door: 900x2100mm (D1) Consider Basic rate of Door shutter: Rs 5224/No (Including painting). Consider the basic rate of hardware fixtures : Rs 1,710 per door. |  |  | Nos |  |  | 310 | 468 | 389 |  | 1167 | 1167 | #ERROR! | #ERROR! | Bedroom doors |  | Chunk_71_HEADER | HEADER |  | JOINERY_DOORS | Flush shutter | laminate- AMA 100 |  | Load-bearing Structural Frame | ACTIVITY PRIORITY CORRECTED: The primary activity is 'Fixing' a 'Flush shutter' for a bedroom door, which falls under JOINERY_DOORS. The 'Natural PU lacquer Polish' and 'laminate finish' are incidental finishes on the shutter, not the main work activity, as per the 'NEW ANCHORING RULE'. | STAGE_2_AI_VERIFIED_WITH_ACTIVITY_PRIORITY | 95.0% | AI_HEADER_VERIFICATION_ACTIVITY_PRIORITY |  |  | HEADER_VERIFICATION | {}
923 |  | Same as above for Club house Door - 1300x2200mm (D1322) |  |  | Nos | [5 empty] | 0 | 0 | RO |  | 0 | Club house |  | Chunk_68 | LINE_ITEM | Nos | JOINERY_DOORS | Hard wood frame |  |  | Other Building Elements |  | STAGE_3_ENHANCED_INHERITANCE | 90.0% | ENHANCED_CONTEXT_INHERITANCE | True | False | INHERITED_WITH_MODIFICATION | {}
924 |  | Same as above for Club house Door - 1200x2200mm (D1222) |  |  | Nos | [5 empty] | 0 | 0 | RO |  | 0 | Club house |  | Chunk_68 | LINE_ITEM | Nos | JOINERY_DOORS | Hard wood frame |  |  | Other Building Elements |  | STAGE_3_ENHANCED_INHERITANCE | 90.0% | ENHANCED_CONTEXT_INHERITANCE | True | False | INHERITED_WITH_MODIFICATION | {}
925 |  | Same as above for Club house Door - 1500x2400mm (D1524) |  |  | Nos | [5 empty] | 0 | 0 | RO |  | 0 | Club house |  | Chunk_68 | LINE_ITEM | Nos | JOINERY_DOORS | Hard wood frame |  |  | Other Building Elements |  | STAGE_3_ENHANCED_INHERITANCE | 90.0% | ENHANCED_CONTEXT_INHERITANCE | True | False | INHERITED_WITH_MODIFICATION | {}
926 |  | Same as above for Club house Door - 1000x2200mm |  |  | Nos | [5 empty] | 0 | 0 | RO |  | 0 | Club house |  | Chunk_68 | LINE_ITEM | Nos | JOINERY_DOORS | Hard wood frame |  |  | Other Building Elements |  | STAGE_3_ENHANCED_INHERITANCE | 90.0% | ENHANCED_CONTEXT_INHERITANCE | True | False | INHERITED_WITH_MODIFICATION | {}
927 |  | Same as above for Club house Door - 1500x2200mm |  |  | Nos | [5 empty] | 0 | 0 | RO |  | 0 | Club house |  | Chunk_68 | LINE_ITEM | Nos | JOINERY_DOORS | Hard wood frame |  |  | Other Building Elements |  | STAGE_3_ENHANCED_INHERITANCE | 90.0% | ENHANCED_CONTEXT_INHERITANCE | True | False | INHERITED_WITH_MODIFICATION | {}
928 |  | Same as above for Club house Door - 1200x2200mm |  |  | Nos | [5 empty] | 0 | 0 | RO |  | 0 | Club house |  | Chunk_68 | LINE_ITEM | Nos | JOINERY_DOORS | Hard wood frame |  |  | Other Building Elements |  | STAGE_3_ENHANCED_INHERITANCE | 90.0% | ENHANCED_CONTEXT_INHERITANCE | True | False | INHERITED_WITH_MODIFICATION | {}
929 |  | Same as above for Club house Door - 1500x2100mm |  |  | Nos | [5 empty] | 0 | 0 | RO |  | 0 | Club house |  | Chunk_68 | LINE_ITEM | Nos | JOINERY_DOORS | Hard wood frame |  |  | Other Building Elements |  | STAGE_3_ENHANCED_INHERITANCE | 90.0% | ENHANCED_CONTEXT_INHERITANCE | True | False | INHERITED_WITH_MODIFICATION | {}
930 |  | Same as above for Club house Door - 850x2200mm |  |  | Nos | [5 empty] | 8 | 0 | RO |  | 0 | Club house |  | Chunk_69 | LINE_ITEM | Nos | JOINERY_DOORS | Hard wood frame |  |  | Other Building Elements |  | STAGE_3_ENHANCED_INHERITANCE | 90.0% | ENHANCED_CONTEXT_INHERITANCE | True | False | INHERITED_WITH_MODIFICATION | {}
931 | K 1.2 | Providing, stacking, storing & fixing of Engineered and treated Steam beach Hard wood frame of single Rebate of approved section 90mm x 40mm without threshold (3 pieces) for following Doors as per the specifications and drawings. Door frame shall be bitumen painted / antitermite treatment done on to the surface of frame abutting the masonry wall and fixed with 8 mm thick PU foam chemicals of approved make as per manufactures specification and 6 nos of 8mm dia 100mm long anchor fasteners including drilling, finishing the countersunk with suitable filling material etc. complete at all levels at all levels. Item includes providing and fixing architrave of size 40x10mm on the outer side & 30x10mm on the inner side using engineered & treated hard wood of profile as shown in the drawing.Providing and applying with two coats of Natural PU lacquer Polish of approved make & shade to the frames including for beading including surface preparation and one coat of wood filler for wooden surfaces, at all levels & heights, including all leads & lifts of materials, etc., complete all as per directions of EIC. Wall Paneling: As per wall thickness and project requirement. Consider Basic rate of Frame: Rs. 6,830/No (for wooden frame including PU lacquer polish but excluding PU foam, anchor bolts & anti termite treatment). Bed Room Door: 900x2100mm (D2) |  |  | Nos |  |  | 310 | 468 | 389 |  | 1167 | 1167 | #ERROR! | #ERROR! | Without Threshold -3 nos |  | Chunk_68_HEADER | HEADER |  | JOINERY_DOORS | Hard wood frame | Steam beach Hard wood |  | Load-bearing Structural Frame | ACTIVITY PRIORITY CORRECTED: The primary activity is 'fixing' a 'Hard wood frame' for doors, which falls under JOINERY_DOORS. The mention of 'masonry wall' is a location detail, and 'bitumen painted / antitermite treatment' and 'PU lacquer Polish' are incidental finishes on the frame, not the main work activity, as per the 'NEW ANCHORING RULE'. | STAGE_2_AI_VERIFIED_WITH_ACTIVITY_PRIORITY | 95.0% | AI_HEADER_VERIFICATION_ACTIVITY_PRIORITY |  |  | HEADER_VERIFICATION | {}
932 | K 1.3 | Providing, stacking, storing & fixing of Engineered and treated Steam beach Hard wood frame of single Rebate of approved section 90mm x 40mm without threshold (3 pieces) for following Doors as per the specifications and drawings. Door frame shall be bitumen painted / antitermite treatment done on to the surface of frame abutting the masonry wall and fixed with 8 mm thick PU foam chemicals of approved make as per manufactures specification and 6 nos of 8mm dia 100mm long anchor fasteners including drilling, finishing the countersunk with suitable filling material etc. complete at all levels. Item includes providing and fixing architrave of size 40x10mm on the outer side & 30x10mm on the inner side of the door using engineered & treated hard wood of profile as shown in the drawing. Providing and applying with two coats of white PU Polish of approved make & shade to the frames including for beading including surface preparation and one coat of wood filler for wooden surfaces, at all levels & heights, including all leads & lifts of materials, etc., complete all as per directions of EIC. PU Polish / Pu paint for Architrave Consider Basic rate of Frame: Rs. 6726/No (for wooden frame including PU paint but excluding PU foam, anchor bolts & anti termite treatment). Toilet Door & Maids toilet door : 800x2100mm (D3) |  |  | Nos |  |  | 310 | 307 | 389 |  | 1006 | 1006 | #ERROR! | #ERROR! | Without Threshold -3 nos |  | Chunk_69_HEADER | HEADER |  | JOINERY_DOORS | Hard wood frame | Steam beach Hard wood |  | Load-bearing Structural Frame | ACTIVITY PRIORITY CORRECTED: The primary activity is 'fixing' a 'Hard wood frame' for doors, which falls under JOINERY_DOORS. The mention of 'masonry wall' is a location detail, and 'bitumen painted / antitermite treatment' and 'white PU Polish' are incidental finishes on the frame, not the main work activity, as per the 'NEW ANCHORING RULE'. | STAGE_2_AI_VERIFIED_WITH_ACTIVITY_PRIORITY | 95.0% | AI_HEADER_VERIFICATION_ACTIVITY_PRIORITY |  |  | HEADER_VERIFICATION | {}
933 | I 2 | Providing & fixing of MS door shutter with CRCA sheet made out of 16 gauge / 1.6mm thick, angle for outer frame for two -third portion of the shutter and 10mm x 10mm square bar as cross stiffeners & for one -third portion of the shutter weld mesh of 25 x 25 mm of 2 mm thk all as shown in drg. shall be finished with two coats of synthetic enamel paint over one coat of primer & putty including preparation of surfaces, touch-up putty wherever required with sand papering complete, including aldrop, handles and locking arrangements, hinges, complete as per drawings and directions of EIC. Sizes : as shown in the drawing. |  |  | MT | [6 empty] | 0 | RO | #ERROR! | 0 |  |  | Chunk_55_HEADER | HEADER |  | JOINERY_DOORS | MS Door Shutter |  |  | Load-bearing Structural Frame | ACTIVITY PRIORITY CORRECTED: The primary activity is 'Providing & fixing of MS door shutter'. The painting mentioned at the end is a finishing detail of the door, not the main work activity. The 'NEW ANCHORING RULE' dictates anchoring to the main subject described at the beginning of the text. This activity falls under JOINERY_DOORS. | STAGE_2_AI_VERIFIED_WITH_ACTIVITY_PRIORITY | 95.0% | AI_HEADER_VERIFICATION_ACTIVITY_PRIORITY |  |  | HEADER_VERIFICATION | {}
934 | I 3 | FOR SHAFT DOORS : Providing & fixing of factory made MS door shutter with CRCA sheet made out of 18 gauge / 1.2mm thick, including outer frame,diagonal bracing with stiffener bars ,including hinges, locking arrangements,aldrop, handles complete as per drawings and directions of EIC. Rate to include for 60–70-micron thk powder coating of approved RAL colour shade , all as per directions of in charge. Sizes : as shown in the drawing. | [12 empty] | 0 |  |  | Chunk_56_HEADER | HEADER |  | JOINERY_DOORS | MS Door Shutter |  |  | Load-bearing Structural Frame | ACTIVITY PRIORITY CONFIRMED: Providing & fixing MS door shutter | STAGE_2_AI_VERIFIED_WITH_ACTIVITY_PRIORITY | 95.0% | AI_HEADER_VERIFICATION_ACTIVITY_PRIORITY |  |  | HEADER_VERIFICATION | {}
935 | c | Panic bar of DORMA / HAGER or Equivalent - Single point locking |  |  | Nos |  |  | 67 | 65 | 84 |  | 216 | 216 | 5500 | 1188000 | Consider 01 nos per door |  | Chunk_73 | LINE_ITEM | Nos | JOINERY_DOORS | Panic Bar |  |  | Other Building Elements |  | STAGE_3_ENHANCED_INHERITANCE | 90.0% | ENHANCED_CONTEXT_INHERITANCE | True | False | INHERITED_WITH_MODIFICATION | {}
936 |  | Same as above for Club house Main Door - 1733x2200mm (D1322) |  |  | Nos | [5 empty] | 0 | 0 | RO |  | 0 | Club house |  | Chunk_70 | LINE_ITEM | Nos | JOINERY_DOORS | Solid Flush designer shutter |  |  | Other Building Elements |  | STAGE_3_ENHANCED_INHERITANCE | 90.0% | ENHANCED_CONTEXT_INHERITANCE | True | False | INHERITED_WITH_MODIFICATION | {}
937 | K 1.4 | Providing stacking, storing & Fixing designer 40mm thk Solid Flush designer shutter with both Side Natural Teak Veneer with Horizontal Grains & Vertical / Horizontal Grooves on both sides of approved make & design for Entrance door Including sizing of doors, including providing & fixing of hardware fittings complete as shown in drawings at all levels with following specification. a. Infill: Densified particle board / Solid Particle Board b. Internal Frame Size on all sides of the infill: Stile, Rails & Intermediate Rail: 60mm Width & 40mm Thick seasoned Pine/ Spruce wood should be used as per IS2202. c. Internal Frame Timber: Kiln Dried Spruce/Pine Wood or Equivalent as per IS2202 d. Lock Rail Size in mm : 450 mm length x 50 mm wide, at centre of the stile. e. Lock Rail Timber: Kiln Dried Spruce/Pine Wood or Equivalent as per IS2202 f. Core Surface Material: Plywood. g. Core Surface Material thickness: Min of 2mm thick h. Top Surface Material: Walnut/ Sapeli/ Teak Veneer or equivalent. i. Veneer thickness in mm: 0.35mm thk j. Pressing: Hot pressing. Also providing and Applying two coats of Natural PU lacquer Polish of approved brand and shade including four sides finished with PVC banding matching the door colour & one coat of wood filler for door shutter, at all levels including all leads & lifts of materials, etc., complete all as per directions of EIC.. Shutter size: Suitable size for Flat Entrance Door / Main Door : 1050x2100mm (D) Consider Basic rate of Door shutter: Rs 9,349/No (including PU lacquer polish). Consider the basic rate of hardware fixtures : Rs 2213 per door. |  |  | Nos |  |  | 155 | 155 | 131 |  | 441 | 441 | #ERROR! | #ERROR! | Flat Entrance door |  | Chunk_70_HEADER | HEADER |  | JOINERY_DOORS | Solid Flush designer shutter | Natural Teak Veneer |  | Load-bearing Structural Frame | ACTIVITY PRIORITY CONFIRMED: Fixing designer shutter | STAGE_2_AI_VERIFIED_WITH_ACTIVITY_PRIORITY | 95.0% | AI_HEADER_VERIFICATION_ACTIVITY_PRIORITY |  |  | HEADER_VERIFICATION | {}
938 | 1 | Providing and fixing in position two hour fire rated Steel Doors of approved make and size to suit finish plastered wall openings of size as per the detail drawings and as per specifications indicated below Door Frames shall be manufactured from galvanised steel confirming to IS 277 . Frame to have reinforced 3mm hinge plate with ANSI approved pattern. The hinge plate shall have predrilled holes and to be fixed with Dorma/ Hager or approved equivalent make stainless steel ball bearing butt hinge of approved size as per the detail drawings. All preparations to fix the required hardware at site shall be pre-punched at factory as per the manufacturers specifications adhering to detail drawings and based on the approved make of hardware. All reinforcements used shall be manufactured from Galvanised Steel. Door shutters (Single or Double) shall be manufactured from Galvanised Steel of specified thickness confirming to IS 277 and shutter shall be of approved thickness with glass fixed vision panel or Louvers if required as per the detail drawings. Location: Lower basement to terrace level. Note: (i) If concrete fill for door frame is done as per directions of EIC, concrete will be measured & paid under PCC M10 item of work. (ii) Rate to include for anchor bolts to fix the door frame. For single shutter door frame 6nos of anchor bolts of suitable dia & length as per manufacturer specification. And for double shutter door frame, 8 no's of anchor bolts of suitable dia & length as per manufacturer specification. | [15 empty] | Chunk_73_HEADER | HEADER |  | JOINERY_DOORS | Steel Doors |  |  | Foundations (Substructure) | ACTIVITY PRIORITY CORRECTED: The primary activity is the providing and fixing of Steel Doors, which falls under Joinery/Doors. Incidental concrete fill is not the main work. | STAGE_2_AI_VERIFIED_WITH_ACTIVITY_PRIORITY | 95.0% | AI_HEADER_VERIFICATION_ACTIVITY_PRIORITY |  |  | HEADER_VERIFICATION | {}
939 |  | The infill material for shutters shall be honeycomb Kraft paper and shall be lock seamed at stile edges with no visible fasteners and welding. All shutters to have hinge preparations on both stile edges except strike and lock shutters. Door frames and shutters shall be premiered with self-etching Zinc Phosphate stoving primer of 35 DFT as per the manufacturers specifications adhering to detail drawings and Architects approval. Door frames and shutters to be finished with UV stabilized polyurethane stoving paint to 35 DFT as per the manufacturers specifications adhering to detail drawings and Architects approval. Individual frames members and door shutters to be protected with Co-extruded PE film, with low tack adhesive. PE film proposed shall be of minimum 55-micron thick, abrasion resistant and with 6 months UV resistance Capability. (Manufacturers Test Report to be submitted for the same) and placed in individual sealed cardboard boxes of adequate thickness as per manufacturers specifications to avoid damage in transit and storage at site. Frames to be assembled at site with aid of roofing bolts. Door Frames and shutters to be suitably packed in cardboard boxes made of adequate thickness as per manufacturers specifications for safe storage at site. This also includes providing, storage and fixing the hardware like hinges, Locks etc. complete as per the detail drawings. | [15 empty] | Chunk_73 | LINE_ITEM |  | JOINERY_DOORS | Steel Doors |  |  | Foundations (Substructure) |  | STAGE_3_ENHANCED_INHERITANCE | 90.0% | ENHANCED_CONTEXT_INHERITANCE | True | False | INHERITED_WITH_MODIFICATION | {}
940 | K 2.3 | Door frame & Double leaf shutter of size S1 : 2000mm x 2400mm or shaft doors of any other size Location : Basement Pump room door at all levels & at locations wherever directed by EIC | [12 empty] | 0 |  |  | Chunk_74 | LINE_ITEM |  | JOINERY_DOORS | Steel Doors |  |  | Foundations (Substructure) |  | STAGE_3_ENHANCED_INHERITANCE | 90.0% | ENHANCED_CONTEXT_INHERITANCE | True | False | INHERITED_WITH_MODIFICATION | {}
941 |  | Frame size:143 mm x57 mm with bending radius of maximum 1.4mm (+ / - 0.1 mm) | [15 empty] | Chunk_73 | LINE_ITEM |  | JOINERY_DOORS | Steel Doors |  |  | Load-bearing Structural Frame |  | STAGE_3_ENHANCED_INHERITANCE | 90.0% | ENHANCED_CONTEXT_INHERITANCE | True | False | INHERITED_WITH_MODIFICATION | {}
942 |  | Frame sheet thickness :1.6 mm | [15 empty] | Chunk_73 | LINE_ITEM |  | JOINERY_DOORS | Steel Doors |  |  | Load-bearing Structural Frame |  | STAGE_3_ENHANCED_INHERITANCE | 90.0% | ENHANCED_CONTEXT_INHERITANCE | True | False | INHERITED_WITH_MODIFICATION | {}
943 | K 2.1 | Door frame & Single leaf shutter of size FD5 - 1100mm x 2100mm or shaft doors of any other size Location : Staircase door at all levels & at locations wherever directed by EIC | [15 empty] | Chunk_73 | LINE_ITEM |  | JOINERY_DOORS | Steel Doors |  |  | Load-bearing Structural Frame |  | STAGE_3_ENHANCED_INHERITANCE | 90.0% | ENHANCED_CONTEXT_INHERITANCE | True | False | INHERITED_WITH_MODIFICATION | {}
944 | a | Door frame & shutter |  |  | Sqm |  |  | 155 | 151 | 195 |  | 501 | 501 | 3500 | 1753500 | Door name changed FD5 to FD |  | Chunk_73 | LINE_ITEM | Sqm | JOINERY_DOORS | Steel Doors |  |  | Load-bearing Structural Frame |  | STAGE_3_ENHANCED_INHERITANCE | 90.0% | ENHANCED_CONTEXT_INHERITANCE | True | False | INHERITED_WITH_MODIFICATION | {}
945 | K 2.2 | Door frame & Single leaf shutter of size FD1 - 900mm x 1500mm or shaft doors of any other size Location : Shaft door at all levels & at locations wherever directed by EIC | [15 empty] | Chunk_74 | LINE_ITEM |  | JOINERY_DOORS | Steel Doors |  |  | Load-bearing Structural Frame |  | STAGE_3_ENHANCED_INHERITANCE | 90.0% | ENHANCED_CONTEXT_INHERITANCE | True | False | INHERITED_WITH_MODIFICATION | {}
946 | a | Door frame & shutter |  |  | Sqm |  |  | 30 | 63 | 34 |  | 127 | 127 | 3500 | 444500 |  |  | Chunk_74 | LINE_ITEM | Sqm | JOINERY_DOORS | Steel Doors |  |  | Load-bearing Structural Frame |  | STAGE_3_ENHANCED_INHERITANCE | 90.0% | ENHANCED_CONTEXT_INHERITANCE | True | False | INHERITED_WITH_MODIFICATION | {}
947 | a | Door frame & shutter |  |  | Sqm | 15 | [5 empty] | 0 | 15 | 3500 | 52500 |  |  | Chunk_74 | LINE_ITEM | Sqm | JOINERY_DOORS | Steel Doors |  |  | Load-bearing Structural Frame |  | STAGE_3_ENHANCED_INHERITANCE | 90.0% | ENHANCED_CONTEXT_INHERITANCE | True | False | INHERITED_WITH_MODIFICATION | {}
948 | K 2.4 | Door frame & Single leaf shutter of size - FD3 :1050mm x 2100mm or shaft doors of any other size Location : Fire control Room,at all levels & at locations wherever directed by EIC | [12 empty] | 0 |  |  | Chunk_75 | LINE_ITEM |  | JOINERY_DOORS | Steel Doors |  |  | Load-bearing Structural Frame |  | STAGE_3_ENHANCED_INHERITANCE | 90.0% | ENHANCED_CONTEXT_INHERITANCE | True | False | INHERITED_WITH_MODIFICATION | {}
949 | a | Door frame & shutter |  |  | Sqm |  |  | 3 | 3 | 3 |  | 9 | 9 | 3500 | 31500 | Door size Changed from 750x1800 mm to 1500x2100mm |  | Chunk_75 | LINE_ITEM | Sqm | JOINERY_DOORS | Steel Doors |  |  | Load-bearing Structural Frame |  | STAGE_3_ENHANCED_INHERITANCE | 90.0% | ENHANCED_CONTEXT_INHERITANCE | True | False | INHERITED_WITH_MODIFICATION | {}
950 | K 2.4 | Door frame & Single leaf shutter of size - FD2 :1500mm x 2100mm or shaft doors of any other size Location : Elec room,at all levels & at locations wherever directed by EIC | [12 empty] | 0 |  |  | Chunk_75 | LINE_ITEM |  | JOINERY_DOORS | Steel Doors |  |  | Load-bearing Structural Frame |  | STAGE_3_ENHANCED_INHERITANCE | 90.0% | ENHANCED_CONTEXT_INHERITANCE | True | False | INHERITED_WITH_MODIFICATION | {}
951 | a | Door frame & shutter |  |  | Sqm |  |  | 7 | 7 | 7 |  | 21 | 21 | 3500 | 73500 | Door size Changed from 750x1800 mm to 1500x2100mm |  | Chunk_75 | LINE_ITEM | Sqm | JOINERY_DOORS | Steel Doors |  |  | Load-bearing Structural Frame |  | STAGE_3_ENHANCED_INHERITANCE | 90.0% | ENHANCED_CONTEXT_INHERITANCE | True | False | INHERITED_WITH_MODIFICATION | {}
952 | K 2.5 | Door frame & Double leaf shutter of size D3 : 900mm x 2000mm or shaft doors of any other size Location : Electrical Shaft door at all levels & at locations wherever directed by EIC | [12 empty] | 0 |  |  | Chunk_76 | LINE_ITEM |  | JOINERY_DOORS | Steel Doors |  |  | Load-bearing Structural Frame |  | STAGE_3_ENHANCED_INHERITANCE | 90.0% | ENHANCED_CONTEXT_INHERITANCE | True | False | INHERITED_WITH_MODIFICATION | {}
953 | a | Door frame & shutter |  |  | Sqm |  |  | 40 | 40 | 49 |  | 129 | 129 | 3500 | 451500 |  |  | Chunk_76 | LINE_ITEM | Sqm | JOINERY_DOORS | Steel Doors |  |  | Load-bearing Structural Frame |  | STAGE_3_ENHANCED_INHERITANCE | 90.0% | ENHANCED_CONTEXT_INHERITANCE | True | False | INHERITED_WITH_MODIFICATION | {}
954 | K 2.5 | Door frame & Double leaf shutter of size D4 : 750mm x 1200mm or shaft doors of any other size Location : Comm Shaft door at all levels & at locations wherever directed by EIC | [12 empty] | 0 |  |  | Chunk_76 | LINE_ITEM |  | JOINERY_DOORS | Steel Doors |  |  | Load-bearing Structural Frame |  | STAGE_3_ENHANCED_INHERITANCE | 90.0% | ENHANCED_CONTEXT_INHERITANCE | True | False | INHERITED_WITH_MODIFICATION | {}
955 | a | Door frame & shutter |  |  | Sqm |  |  | 20 | 20 | 22 |  | 62 | 62 | 3500 | 217000 |  |  | Chunk_76 | LINE_ITEM | Sqm | JOINERY_DOORS | Steel Doors |  |  | Load-bearing Structural Frame |  | STAGE_3_ENHANCED_INHERITANCE | 90.0% | ENHANCED_CONTEXT_INHERITANCE | True | False | INHERITED_WITH_MODIFICATION | {}
956 | K 2.4 | Door frame & Double leaf shutter of size FD : 2400mm x 2400mm or shaft doors of any other size Location : DG room door at all levels & at locations wherever directed by EIC | [12 empty] | 0 |  |  | Chunk_77 | LINE_ITEM |  | JOINERY_DOORS | Steel Doors |  |  | Load-bearing Structural Frame |  | STAGE_3_ENHANCED_INHERITANCE | 90.0% | ENHANCED_CONTEXT_INHERITANCE | True | False | INHERITED_WITH_MODIFICATION | {}
957 | a | Door frame & shutter |  |  | Sqm | [6 empty] | 0 | RO | 3500 | 0 | Considered rolling shuttering under metal works |  | Chunk_77 | LINE_ITEM | Sqm | JOINERY_DOORS | Steel Doors |  |  | Load-bearing Structural Frame |  | STAGE_3_ENHANCED_INHERITANCE | 90.0% | ENHANCED_CONTEXT_INHERITANCE | True | False | INHERITED_WITH_MODIFICATION | {}
958 | e | External trim lock with latch |  |  | Nos | 3 | [5 empty] | 0 | 3 | 7055 | 21165 | Consider 01 nos per door |  | Chunk_74 | LINE_ITEM | Nos | JOINERY_DOORS | Steel Doors |  |  | Facades |  | STAGE_3_ENHANCED_INHERITANCE | 90.0% | ENHANCED_CONTEXT_INHERITANCE | True | False | INHERITED_WITH_MODIFICATION | {}
959 | e | External trim lock with latch |  |  | Nos |  |  | 2 | 2 | 2 |  | 6 | 6 | 7055 | 42330 | Consider 01 nos per door |  | Chunk_75 | LINE_ITEM | Nos | JOINERY_DOORS | Steel Doors |  |  | Facades |  | STAGE_3_ENHANCED_INHERITANCE | 90.0% | ENHANCED_CONTEXT_INHERITANCE | True | False | INHERITED_WITH_MODIFICATION | {}
960 | e | External trim lock with latch |  |  | Nos |  |  | 22 | 22 | 27 |  | 71 | 71 | 7055 | 500905 | Consider 01 nos per door |  | Chunk_76 | LINE_ITEM | Nos | JOINERY_DOORS | Steel Doors |  |  | Facades |  | STAGE_3_ENHANCED_INHERITANCE | 90.0% | ENHANCED_CONTEXT_INHERITANCE | True | False | INHERITED_WITH_MODIFICATION | {}
961 | e | External trim lock with latch |  |  | Nos |  |  | 22 | 22 | 24 |  | 68 | 68 | 7055 | 479740 | Consider 01 nos per door |  | Chunk_76 | LINE_ITEM | Nos | JOINERY_DOORS | Steel Doors |  |  | Facades |  | STAGE_3_ENHANCED_INHERITANCE | 90.0% | ENHANCED_CONTEXT_INHERITANCE | True | False | INHERITED_WITH_MODIFICATION | {}
962 | e | External trim lock with latch |  |  | Nos | [6 empty] | 0 | RO | 7055 | 0 |  |  | Chunk_77 | LINE_ITEM | Nos | JOINERY_DOORS | Steel Doors |  |  | Facades |  | STAGE_3_ENHANCED_INHERITANCE | 90.0% | ENHANCED_CONTEXT_INHERITANCE | True | False | INHERITED_WITH_MODIFICATION | {}
963 |  | Fire rating: 120 minutes | [15 empty] | Chunk_73 | LINE_ITEM |  | JOINERY_DOORS | Steel Doors |  |  | Other Building Elements |  | STAGE_3_ENHANCED_INHERITANCE | 90.0% | ENHANCED_CONTEXT_INHERITANCE | True | False | INHERITED_WITH_MODIFICATION | {}
964 |  | Type: as indicated below | [15 empty] | Chunk_73 | LINE_ITEM |  | JOINERY_DOORS | Steel Doors |  |  | Other Building Elements |  | STAGE_3_ENHANCED_INHERITANCE | 90.0% | ENHANCED_CONTEXT_INHERITANCE | True | False | INHERITED_WITH_MODIFICATION | {}
965 |  | Shutter thickness: 48 mm | [15 empty] | Chunk_73 | LINE_ITEM |  | JOINERY_DOORS | Steel Doors |  |  | Other Building Elements |  | STAGE_3_ENHANCED_INHERITANCE | 90.0% | ENHANCED_CONTEXT_INHERITANCE | True | False | INHERITED_WITH_MODIFICATION | {}
966 |  | Shutter sheet thickness : 1.0 mm | [15 empty] | Chunk_73 | LINE_ITEM |  | JOINERY_DOORS | Steel Doors |  |  | Other Building Elements |  | STAGE_3_ENHANCED_INHERITANCE | 90.0% | ENHANCED_CONTEXT_INHERITANCE | True | False | INHERITED_WITH_MODIFICATION | {}
967 |  | Rebate : Single rebate | [15 empty] | Chunk_73 | LINE_ITEM |  | JOINERY_DOORS | Steel Doors |  |  | Other Building Elements |  | STAGE_3_ENHANCED_INHERITANCE | 90.0% | ENHANCED_CONTEXT_INHERITANCE | True | False | INHERITED_WITH_MODIFICATION | {}
968 |  | Colour & finish: As approved RAL colour shade | [15 empty] | Chunk_73 | LINE_ITEM |  | JOINERY_DOORS | Steel Doors |  |  | Other Building Elements |  | STAGE_3_ENHANCED_INHERITANCE | 90.0% | ENHANCED_CONTEXT_INHERITANCE | True | False | INHERITED_WITH_MODIFICATION | {}
969 | b | Door Closer "DORMA" TS "68" with standard arm (EN 2-4) |  |  | Nos | 3 | [5 empty] | 0 | 3 | 1735 | 5205 | Consider 01 nos per door |  | Chunk_74 | LINE_ITEM | Nos | JOINERY_DOORS | Steel Doors |  |  | Other Building Elements |  | STAGE_3_ENHANCED_INHERITANCE | 90.0% | ENHANCED_CONTEXT_INHERITANCE | True | False | INHERITED_WITH_MODIFICATION | {}
970 | c | Panic bar of DORMA / HAGER or Equivalent - 3 point locking system |  |  | Nos | 3 | [5 empty] | 0 | 3 | 5500 | 16500 | Consider 01 nos per door |  | Chunk_74 | LINE_ITEM | Nos | JOINERY_DOORS | Steel Doors |  |  | Other Building Elements |  | STAGE_3_ENHANCED_INHERITANCE | 90.0% | ENHANCED_CONTEXT_INHERITANCE | True | False | INHERITED_WITH_MODIFICATION | {}
971 | d | Vision panel with 10mm thk fire rated glass of size 200mm x 300mm |  |  | Nos | 3 | [5 empty] | 0 | 3 | 3570 | 10710 | Consider 01 nos per door |  | Chunk_74 | LINE_ITEM | Nos | JOINERY_DOORS | Steel Doors |  |  | Other Building Elements |  | STAGE_3_ENHANCED_INHERITANCE | 90.0% | ENHANCED_CONTEXT_INHERITANCE | True | False | INHERITED_WITH_MODIFICATION | {}
972 | f | Ball bearing hinges SS 304 grade -DORMA/HAGER or Equivalent - 4"x3"x3mm |  |  | Nos | 24 | [5 empty] | 0 | 24 | 250 | 6000 | Consider 08 nos per door |  | Chunk_74 | LINE_ITEM | Nos | JOINERY_DOORS | Steel Doors |  |  | Other Building Elements |  | STAGE_3_ENHANCED_INHERITANCE | 90.0% | ENHANCED_CONTEXT_INHERITANCE | True | False | INHERITED_WITH_MODIFICATION | {}
973 | g | Concealed tower bolt of length - 8" |  |  | Nos | 3 | [5 empty] | 0 | 3 | 500 | 1500 | Consider 01 nos per door |  | Chunk_74 | LINE_ITEM | Nos | JOINERY_DOORS | Steel Doors |  |  | Other Building Elements |  | STAGE_3_ENHANCED_INHERITANCE | 90.0% | ENHANCED_CONTEXT_INHERITANCE | True | False | INHERITED_WITH_MODIFICATION | {}
974 | h | Locks - Dead lock |  |  | Nos | 3 | [5 empty] | 0 | 3 | 2500 | 7500 | Consider 01 nos per door |  | Chunk_74 | LINE_ITEM | Nos | JOINERY_DOORS | Steel Doors |  |  | Other Building Elements |  | STAGE_3_ENHANCED_INHERITANCE | 90.0% | ENHANCED_CONTEXT_INHERITANCE | True | False | INHERITED_WITH_MODIFICATION | {}
975 | i | Door handle - 12" length SS 304 grade |  |  | Nos | 3 | [5 empty] | 0 | 3 | 500 | 1500 | Consider 01 nos per door |  | Chunk_74 | LINE_ITEM | Nos | JOINERY_DOORS | Steel Doors |  |  | Other Building Elements |  | STAGE_3_ENHANCED_INHERITANCE | 90.0% | ENHANCED_CONTEXT_INHERITANCE | True | False | INHERITED_WITH_MODIFICATION | {}
976 | b | Door Closer "DORMA" TS "68" with standard arm (EN 2-4) |  |  | Nos |  |  | 2 | 2 | 2 |  | 6 | 6 | 1735 | 10410 | Consider 01 nos per door |  | Chunk_75 | LINE_ITEM | Nos | JOINERY_DOORS | Steel Doors |  |  | Other Building Elements |  | STAGE_3_ENHANCED_INHERITANCE | 90.0% | ENHANCED_CONTEXT_INHERITANCE | True | False | INHERITED_WITH_MODIFICATION | {}
977 | c | Panic bar of DORMA / HAGER or Equivalent - Single point locking |  |  | Nos |  |  | 2 | 2 | 2 |  | 6 | 6 | 5500 | 33000 | Consider 01 nos per door |  | Chunk_75 | LINE_ITEM | Nos | JOINERY_DOORS | Steel Doors |  |  | Other Building Elements |  | STAGE_3_ENHANCED_INHERITANCE | 90.0% | ENHANCED_CONTEXT_INHERITANCE | True | False | INHERITED_WITH_MODIFICATION | {}
978 | d | Vision panel with 10mm thk fire rated glass of size 200mm x 300mm |  |  | Nos |  |  | 2 | 2 | 2 |  | 6 | 6 | 3570 | 21420 | Consider 01 nos per door |  | Chunk_75 | LINE_ITEM | Nos | JOINERY_DOORS | Steel Doors |  |  | Other Building Elements |  | STAGE_3_ENHANCED_INHERITANCE | 90.0% | ENHANCED_CONTEXT_INHERITANCE | True | False | INHERITED_WITH_MODIFICATION | {}
979 | f | Ball bearing hinges SS 304 grade -DORMA/HAGER or Equivalent - 4"x3"x3mm |  |  | Nos |  |  | 8 | 8 | 8 |  | 24 | 24 | 250 | 6000 | Consider 04 nos per door |  | Chunk_75 | LINE_ITEM | Nos | JOINERY_DOORS | Steel Doors |  |  | Other Building Elements |  | STAGE_3_ENHANCED_INHERITANCE | 90.0% | ENHANCED_CONTEXT_INHERITANCE | True | False | INHERITED_WITH_MODIFICATION | {}
980 | g | Concealed tower bolt of length - 8" |  |  | Nos |  |  | 2 | 2 | 2 |  | 6 | 6 | 500 | 3000 | Consider 01 nos per door |  | Chunk_75 | LINE_ITEM | Nos | JOINERY_DOORS | Steel Doors |  |  | Other Building Elements |  | STAGE_3_ENHANCED_INHERITANCE | 90.0% | ENHANCED_CONTEXT_INHERITANCE | True | False | INHERITED_WITH_MODIFICATION | {}
981 | h | Locks - Dead lock |  |  | Nos |  |  | 2 | 2 | 2 |  | 6 | 6 | 2500 | 15000 | Consider 01 nos per door |  | Chunk_75 | LINE_ITEM | Nos | JOINERY_DOORS | Steel Doors |  |  | Other Building Elements |  | STAGE_3_ENHANCED_INHERITANCE | 90.0% | ENHANCED_CONTEXT_INHERITANCE | True | False | INHERITED_WITH_MODIFICATION | {}
982 | i | Door handle - 12" length SS 304 grade |  |  | Nos |  |  | 2 | 2 | 2 |  | 6 | 6 | 500 | 3000 | Consider 01 nos per door |  | Chunk_75 | LINE_ITEM | Nos | JOINERY_DOORS | Steel Doors |  |  | Other Building Elements |  | STAGE_3_ENHANCED_INHERITANCE | 90.0% | ENHANCED_CONTEXT_INHERITANCE | True | False | INHERITED_WITH_MODIFICATION | {}
983 | b | Door Closer "DORMA" TS "68" with standard arm (EN 2-4) |  |  | Nos |  |  | 22 | 22 | 27 |  | 71 | 71 | 1735 | 123185 | Consider 01 nos per door |  | Chunk_76 | LINE_ITEM | Nos | JOINERY_DOORS | Steel Doors |  |  | Other Building Elements |  | STAGE_3_ENHANCED_INHERITANCE | 90.0% | ENHANCED_CONTEXT_INHERITANCE | True | False | INHERITED_WITH_MODIFICATION | {}
984 | c | Panic bar of DORMA / HAGER or Equivalent - 3 point locking system |  |  | Nos |  |  | 22 | 22 | 27 |  | 71 | 71 | 5500 | 390500 | Consider 01 nos per door |  | Chunk_76 | LINE_ITEM | Nos | JOINERY_DOORS | Steel Doors |  |  | Other Building Elements |  | STAGE_3_ENHANCED_INHERITANCE | 90.0% | ENHANCED_CONTEXT_INHERITANCE | True | False | INHERITED_WITH_MODIFICATION | {}
985 | d | Vision panel with 10mm thk fire rated glass of size 200mm x 300mm |  |  | Nos |  |  | 22 | 22 | 27 |  | 71 | 71 | 3570 | 253470 | Consider 01 nos per door |  | Chunk_76 | LINE_ITEM | Nos | JOINERY_DOORS | Steel Doors |  |  | Other Building Elements |  | STAGE_3_ENHANCED_INHERITANCE | 90.0% | ENHANCED_CONTEXT_INHERITANCE | True | False | INHERITED_WITH_MODIFICATION | {}
986 | f | Ball bearing hinges SS 304 grade -DORMA/HAGER or Equivalent - 4"x3"x3mm |  |  | Nos |  |  | 88 | 88 | 108 |  | 284 | 284 | 250 | 71000 | Consider 04 nos per door |  | Chunk_76 | LINE_ITEM | Nos | JOINERY_DOORS | Steel Doors |  |  | Other Building Elements |  | STAGE_3_ENHANCED_INHERITANCE | 90.0% | ENHANCED_CONTEXT_INHERITANCE | True | False | INHERITED_WITH_MODIFICATION | {}
987 | g | Concealed tower bolt of length - 8" |  |  | Nos |  |  | 22 | 22 | 27 |  | 71 | 71 | 500 | 35500 | Consider 01 nos per door |  | Chunk_76 | LINE_ITEM | Nos | JOINERY_DOORS | Steel Doors |  |  | Other Building Elements |  | STAGE_3_ENHANCED_INHERITANCE | 90.0% | ENHANCED_CONTEXT_INHERITANCE | True | False | INHERITED_WITH_MODIFICATION | {}
988 | h | Locks - Dead lock |  |  | Nos |  |  | 22 | 22 | 27 |  | 71 | 71 | 2500 | 177500 | Consider 01 nos per door |  | Chunk_76 | LINE_ITEM | Nos | JOINERY_DOORS | Steel Doors |  |  | Other Building Elements |  | STAGE_3_ENHANCED_INHERITANCE | 90.0% | ENHANCED_CONTEXT_INHERITANCE | True | False | INHERITED_WITH_MODIFICATION | {}
989 | i | Door handle - 12" length SS 304 grade |  |  | Nos |  |  | 22 | 22 | 27 |  | 71 | 71 | 500 | 35500 | Consider 01 nos per door |  | Chunk_76 | LINE_ITEM | Nos | JOINERY_DOORS | Steel Doors |  |  | Other Building Elements |  | STAGE_3_ENHANCED_INHERITANCE | 90.0% | ENHANCED_CONTEXT_INHERITANCE | True | False | INHERITED_WITH_MODIFICATION | {}
990 | b | Door Closer "DORMA" TS "68" with standard arm (EN 2-4) |  |  | Nos |  |  | 22 | 22 | 24 |  | 68 | 68 | 1735 | 117980 | Consider 01 nos per door |  | Chunk_76 | LINE_ITEM | Nos | JOINERY_DOORS | Steel Doors |  |  | Other Building Elements |  | STAGE_3_ENHANCED_INHERITANCE | 90.0% | ENHANCED_CONTEXT_INHERITANCE | True | False | INHERITED_WITH_MODIFICATION | {}
991 | c | Panic bar of DORMA / HAGER or Equivalent - 3 point locking system |  |  | Nos |  |  | 22 | 22 | 24 |  | 68 | 68 | 5500 | 374000 | Consider 01 nos per door |  | Chunk_76 | LINE_ITEM | Nos | JOINERY_DOORS | Steel Doors |  |  | Other Building Elements |  | STAGE_3_ENHANCED_INHERITANCE | 90.0% | ENHANCED_CONTEXT_INHERITANCE | True | False | INHERITED_WITH_MODIFICATION | {}
992 | d | Vision panel with 10mm thk fire rated glass of size 200mm x 300mm |  |  | Nos |  |  | 22 | 22 | 24 |  | 68 | 68 | 3570 | 242760 | Consider 01 nos per door |  | Chunk_76 | LINE_ITEM | Nos | JOINERY_DOORS | Steel Doors |  |  | Other Building Elements |  | STAGE_3_ENHANCED_INHERITANCE | 90.0% | ENHANCED_CONTEXT_INHERITANCE | True | False | INHERITED_WITH_MODIFICATION | {}
993 | f | Ball bearing hinges SS 304 grade -DORMA/HAGER or Equivalent - 4"x3"x3mm |  |  | Nos |  |  | 88 | 88 | 96 |  | 272 | 272 | 250 | 68000 | Consider 04 nos per door |  | Chunk_76 | LINE_ITEM | Nos | JOINERY_DOORS | Steel Doors |  |  | Other Building Elements |  | STAGE_3_ENHANCED_INHERITANCE | 90.0% | ENHANCED_CONTEXT_INHERITANCE | True | False | INHERITED_WITH_MODIFICATION | {}
994 | g | Concealed tower bolt of length - 8" |  |  | Nos |  |  | 22 | 22 | 24 |  | 68 | 68 | 500 | 34000 | Consider 01 nos per door |  | Chunk_76 | LINE_ITEM | Nos | JOINERY_DOORS | Steel Doors |  |  | Other Building Elements |  | STAGE_3_ENHANCED_INHERITANCE | 90.0% | ENHANCED_CONTEXT_INHERITANCE | True | False | INHERITED_WITH_MODIFICATION | {}
995 | h | Locks - Dead lock |  |  | Nos |  |  | 22 | 22 | 24 |  | 68 | 68 | 2500 | 170000 | Consider 01 nos per door |  | Chunk_76 | LINE_ITEM | Nos | JOINERY_DOORS | Steel Doors |  |  | Other Building Elements |  | STAGE_3_ENHANCED_INHERITANCE | 90.0% | ENHANCED_CONTEXT_INHERITANCE | True | False | INHERITED_WITH_MODIFICATION | {}
996 | i | Door handle - 12" length SS 304 grade |  |  | Nos |  |  | 22 | 22 | 24 |  | 68 | 68 | 500 | 34000 | Consider 01 nos per door |  | Chunk_76 | LINE_ITEM | Nos | JOINERY_DOORS | Steel Doors |  |  | Other Building Elements |  | STAGE_3_ENHANCED_INHERITANCE | 90.0% | ENHANCED_CONTEXT_INHERITANCE | True | False | INHERITED_WITH_MODIFICATION | {}
997 | b | Door Closer "DORMA" TS "68" with standard arm (EN 2-4) |  |  | Nos | [6 empty] | 0 | RO | 1735 | 0 | Notional qty - 3 nos |  | Chunk_77 | LINE_ITEM | Nos | JOINERY_DOORS | Steel Doors |  |  | Other Building Elements |  | STAGE_3_ENHANCED_INHERITANCE | 90.0% | ENHANCED_CONTEXT_INHERITANCE | True | False | INHERITED_WITH_MODIFICATION | {}
998 | c | Panic bar of DORMA / HAGER or Equivalent - 3 point locking system |  |  | Nos | [6 empty] | 0 | RO | 5500 | 0 |  |  | Chunk_77 | LINE_ITEM | Nos | JOINERY_DOORS | Steel Doors |  |  | Other Building Elements |  | STAGE_3_ENHANCED_INHERITANCE | 90.0% | ENHANCED_CONTEXT_INHERITANCE | True | False | INHERITED_WITH_MODIFICATION | {}
999 | d | Vision panel with 10mm thk fire rated glass of size 200mm x 300mm |  |  | Nos | [6 empty] | 0 | RO | 3570 | 0 |  |  | Chunk_77 | LINE_ITEM | Nos | JOINERY_DOORS | Steel Doors |  |  | Other Building Elements |  | STAGE_3_ENHANCED_INHERITANCE | 90.0% | ENHANCED_CONTEXT_INHERITANCE | True | False | INHERITED_WITH_MODIFICATION | {}
1000 | f | Ball bearing hinges SS 304 grade -DORMA/HAGER or Equivalent - 4"x3"x3mm |  |  | Nos | [6 empty] | 0 | RO | 250 | 0 |  |  | Chunk_77 | LINE_ITEM | Nos | JOINERY_DOORS | Steel Doors |  |  | Other Building Elements |  | STAGE_3_ENHANCED_INHERITANCE | 90.0% | ENHANCED_CONTEXT_INHERITANCE | True | False | INHERITED_WITH_MODIFICATION | {}
1001 | g | Concealed tower bolt of length - 8" |  |  | Nos | [6 empty] | 0 | RO | 500 | 0 |  |  | Chunk_77 | LINE_ITEM | Nos | JOINERY_DOORS | Steel Doors |  |  | Other Building Elements |  | STAGE_3_ENHANCED_INHERITANCE | 90.0% | ENHANCED_CONTEXT_INHERITANCE | True | False | INHERITED_WITH_MODIFICATION | {}
1002 | h | Locks - Dead lock |  |  | Nos | [6 empty] | 0 | RO | 2500 | 0 |  |  | Chunk_77 | LINE_ITEM | Nos | JOINERY_DOORS | Steel Doors |  |  | Other Building Elements |  | STAGE_3_ENHANCED_INHERITANCE | 90.0% | ENHANCED_CONTEXT_INHERITANCE | True | False | INHERITED_WITH_MODIFICATION | {}
1003 | i | Door handle - 12" length SS 304 grade |  |  | Nos | [6 empty] | 0 | RO | 500 | 0 |  |  | Chunk_77 | LINE_ITEM | Nos | JOINERY_DOORS | Steel Doors |  |  | Other Building Elements |  | STAGE_3_ENHANCED_INHERITANCE | 90.0% | ENHANCED_CONTEXT_INHERITANCE | True | False | INHERITED_WITH_MODIFICATION | {}
1004 |  | SUB TOTAL - FIRE RATED DOORS | [12 empty] | 13312600 |  |  | Chunk_77 | LINE_ITEM |  | JOINERY_DOORS | Steel Doors |  |  | Other Building Elements |  | STAGE_3_ENHANCED_INHERITANCE | 90.0% | ENHANCED_CONTEXT_INHERITANCE | True | False | INHERITED_WITH_MODIFICATION | {}
1005 | d | Vision panel with 10mm thk fire rated glass of size 200mm x 300mm |  |  | Nos |  |  | 67 | 65 | 84 |  | 216 | 216 | 3570 | 771120 | Consider 01 nos per door |  | Chunk_73 | LINE_ITEM | Nos | JOINERY_DOORS | Vision Panel with Fire Rated Glass |  |  | Other Building Elements |  | STAGE_3_ENHANCED_INHERITANCE | 90.0% | ENHANCED_CONTEXT_INHERITANCE | True | False | INHERITED_WITH_MODIFICATION | {}
1006 |  | Same as above for Club house Door - 850x2200mm |  |  | Nos | [5 empty] | 4 | 0 | RO |  | 0 | Club house |  | Chunk_72 | LINE_ITEM | Nos | JOINERY_DOORS | Waterproof flush shutter |  |  | Other Building Elements |  | STAGE_3_ENHANCED_INHERITANCE | 90.0% | ENHANCED_CONTEXT_INHERITANCE | True | False | INHERITED_WITH_MODIFICATION | {}
1007 |  | SUB TOTAL - WOODEN DOORS | [12 empty] | 0 |  |  | Chunk_72 | LINE_ITEM |  | JOINERY_DOORS | Waterproof flush shutter |  |  | Other Building Elements |  | STAGE_3_ENHANCED_INHERITANCE | 90.0% | ENHANCED_CONTEXT_INHERITANCE | True | False | INHERITED_NO_CHANGE | {}
1008 | K 1.6 | Providing stacking, storing & Fixing of 32mm thick Waterproof flush shutter with both side Laminate - AMA 100 or as per approved sample & including providing & fixing hardware fittings complete as shown in drawings at all levels with following specification at all levels including all leads & lifts of materials, etc., complete all as per directions of EIC. a. Infill: Densified Particle Board/tubular Particle Board b. Internal Frame Size on all sides of the infill: Stile, Rails & Intermediate Rail: 60mm Width & 35mm Thick seasoned Pine/ Spruce wood should be used as per IS2202. c. Internal Frame Timber: Kiln Dried Spruce/Pine Wood or Equivalent as per IS2202. d. Lock Rail Size in mm : 450 mm length x 50 mm wide, at centre of the stile. e. Lock Rail Timber: Kiln Dried Spruce/Pine Wood or Equivalent as per IS2202. f. Surface material: Plywood g. Laminate Finish h. Top Surface Material: Laminate. i. Top surface thickness: 0.8mm / 1.0mm j. Pressing: Hot pressing Providing and applying with two coats of Natural PU lacquer Polish of approved make & shade and laminate finish for door shutter including preparation of surfaces & four sides finished with PVC edge banding matching with door colour etc. complete as per specifications at all levels including all leads & lifts of materials, etc., all as per directions of EIC. Shutter size: Suitable size for Toilet Door : 800x2100mm (D3). Consider Basic rate of Door shutter: Rs 4924/No (excluding painting). Consider the basic rate of hardware fixtures : Rs 1,690 per door. |  |  | Nos |  |  | 310 | 307 | 389 |  | 1006 | 1006 | #ERROR! | #ERROR! | Toilet Doors |  | Chunk_72_HEADER | HEADER |  | JOINERY_DOORS | Waterproof flush shutter | Laminate - AMA 100 |  | Load-bearing Structural Frame | ACTIVITY PRIORITY CORRECTED: The primary activity is 'Fixing' a 'Waterproof flush shutter' for a toilet door, which falls under JOINERY_DOORS. The 'Natural PU lacquer Polish' and 'laminate finish' are incidental finishes on the shutter, not the main work activity, as per the 'NEW ANCHORING RULE'. | STAGE_2_AI_VERIFIED_WITH_ACTIVITY_PRIORITY | 95.0% | AI_HEADER_VERIFICATION_ACTIVITY_PRIORITY |  |  | HEADER_VERIFICATION | {}
1009 | I 1.7 | Handrails at all levels made out of M.S. Hollow (14 gauge / 2 mm) / Rolled sections (flats, angles) including all necessary bracket, fixtures, bolts as specified complete as per detail drawings. | [12 empty] | 0 |  |  | Chunk_53 | LINE_ITEM |  | STEEL_WORKS | M.S. Hollow / Rolled Sections | MS Angles, Plates, Sections |  | Other Building Elements |  | STAGE_3_ENHANCED_INHERITANCE | 90.0% | ENHANCED_CONTEXT_INHERITANCE | True | False | INHERITED_WITH_MODIFICATION | {}
1010 | I 1.3 | Window grills at all levels made out of M.S./ brite bars including all necessary bracket, fixtures, bolts as specified complete, as per drawings. |  |  | MT |  |  | 28.8 |  |  |  | 28.8 | 28.8 | 147297 | 4242153.6 | Considered 8.61 Kg/Sqm |  | Chunk_53 | LINE_ITEM | MT | STEEL_WORKS | M.S./ Brite Bars | MS Angles, Plates, Sections |  | Other Building Elements |  | STAGE_3_ENHANCED_INHERITANCE | 90.0% | ENHANCED_CONTEXT_INHERITANCE | True | False | INHERITED_WITH_MODIFICATION | {}
1011 | I 1.6 | Open-able grills for ducts with frame & shutter at all levels made out of MS angles, flats, bars, including all necessary brackets, fixtures, bolts, locking arrangements as specified complete. Location: locations directed by EIC | [12 empty] | 0 |  |  | Chunk_53 | LINE_ITEM |  | STEEL_WORKS | MS Angles, Flats, Bars | MS Angles, Plates, Sections |  | Load-bearing Structural Frame |  | STAGE_3_ENHANCED_INHERITANCE | 90.0% | ENHANCED_CONTEXT_INHERITANCE | True | False | INHERITED_WITH_MODIFICATION | {}
1012 | I 5 | MS Chequered plate Location: Electrical, Communication & FHC shafts & at locations wherever directed by EIC. |  |  | MT | 1 | [5 empty] | 0 | 1 | #ERROR! | #ERROR! | Notional Qty considered. Project head to confirm if line item required & on on qty. |  | Chunk_57 | LINE_ITEM | MT | STEEL_WORKS | MS Chequered plate | MS Angles, Plates, Sections |  | Building Installations |  | STAGE_3_ENHANCED_INHERITANCE | 90.0% | ENHANCED_CONTEXT_INHERITANCE | True | False | INHERITED_WITH_MODIFICATION | {}
1013 | o | MS Chequered plate |  |  | Sqm | 0 | 0 | 0 | 0 | 0 | 0 | 0 | RO | #ERROR! | 0 | As per BEL confirmation chequered plates are not considered |  | Chunk_152 | LINE_ITEM | Sqm | STEEL_WORKS | MS Chequered plate | MS Angles, Plates, Sections |  | Other Building Elements |  | STAGE_3_ENHANCED_INHERITANCE | 90.0% | ENHANCED_CONTEXT_INHERITANCE | False | False | OVERRIDE_NEW_ACTIVITY | {}
1014 | I 3.1 | Single shutter shaft doors Size of door: sizes as mentioned in the drawing |  |  | MT | 1 | [5 empty] | 0 | 1 | 183525 | 183525 | Considered in fire doors |  | Chunk_56 | LINE_ITEM | MT | STEEL_WORKS | MS Door Shutter | MS Angles, Plates, Sections |  | Other Building Elements |  | STAGE_3_ENHANCED_INHERITANCE | 90.0% | ENHANCED_CONTEXT_INHERITANCE | False | False | OVERRIDE_UNIT_CONTRADICTION | {}
1015 | I 3.2 | Double shutter shaft doors Size of door: sizes as mentioned in the drawing |  |  | MT | 1 | [5 empty] | 0 | 1 | #ERROR! | #ERROR! | Considered in fire doors |  | Chunk_56 | LINE_ITEM | MT | STEEL_WORKS | MS Door Shutter | MS Angles, Plates, Sections |  | Other Building Elements |  | STAGE_3_ENHANCED_INHERITANCE | 90.0% | ENHANCED_CONTEXT_INHERITANCE | False | False | OVERRIDE_UNIT_CONTRADICTION | {}
1016 | I 1.4 | Same as above item no I 1.3, but for MS grill for electrical rooms/ service rooms above masonry wall Location: Electrical, comm & FCP room & at locations directed by EIC |  |  | MT | 0.3 | [5 empty] | 0 | 0.3 | 147297 | 44189.1 | As per BEL instructions - 8.65 kg/sqm DG room - 196.89 Sqm |  | Chunk_53 | LINE_ITEM | MT | STEEL_WORKS | MS Grill | MS Angles, Plates, Sections |  | Non-loadbearing Items |  | STAGE_3_ENHANCED_INHERITANCE | 90.0% | ENHANCED_CONTEXT_INHERITANCE | True | False | INHERITED_WITH_MODIFICATION | {}
1017 | I 1.5 | Same as above item no I 1.3, but for MS grill for Ducts. Location: Ducts at terrace level & at locations directed by EIC |  |  | MT | 0.5 | [5 empty] | 0 | 0.5 | #ERROR! | #ERROR! | Notional Qty considered. Project head to confirm if line item required & not |  | Chunk_53 | LINE_ITEM | MT | STEEL_WORKS | MS Grill | MS Angles, Plates, Sections |  | Other Building Elements |  | STAGE_3_ENHANCED_INHERITANCE | 90.0% | ENHANCED_CONTEXT_INHERITANCE | True | False | INHERITED_WITH_MODIFICATION | {}
1018 | I 2.1 | Same as above but with top panel with 10 x10mm square bar @ 100 mm c/c both ways &bottom panel will be with 2 mm thick MS sheet. Sizes : as shown in the drawing Location: Single leaf / double leaf doors for STP, UG Sump pump room & at locations wherever directed by EIC |  |  | MT | 1 | [5 empty] | 0 | 1 | #ERROR! | #ERROR! | Pump room doors considered in fire doors STP - 2 x 2.4m Fire - 2 x 2.4m PHE - 2 x 2.4m |  | Chunk_55 | LINE_ITEM | MT | STEEL_WORKS | MS Sheet and Square Bar | MS Angles, Plates, Sections |  | Other Building Elements |  | STAGE_3_ENHANCED_INHERITANCE | 90.0% | ENHANCED_CONTEXT_INHERITANCE | False | False | OVERRIDE_UNIT_CONTRADICTION | {}
1019 | I 7 | Staircase made out of M.S rolled steel sections like channels, angles, flats & MS tubular sections along with railings, at all levels including all necessary bracket, fixtures, anchor bolts as specified complete. Location: Above terrace - LMR & SHR & at locations wherever directed by EIC. |  |  | MT | 1 | [5 empty] | 0 | 1 | 104962 | 104962 | Notional Qty considered. Project head to confirm if line item required & on on qty. |  | Chunk_57 | LINE_ITEM | MT | STEEL_WORKS | MS Staircase | MS Angles, Plates, Sections |  | Other Building Elements |  | STAGE_3_ENHANCED_INHERITANCE | 90.0% | ENHANCED_CONTEXT_INHERITANCE | True | False | INHERITED_WITH_MODIFICATION | {}
1020 | s | MS Z louvers Location : DG room |  |  | Sqm | 0 | 0 | 0 | 0 | 0 | 0 | 0 | RO | #ERROR! | 0 |  |  | Chunk_152 | LINE_ITEM | Sqm | STEEL_WORKS | MS Z louvers | MS Angles, Plates, Sections |  | Other Building Elements |  | STAGE_3_ENHANCED_INHERITANCE | 90.0% | ENHANCED_CONTEXT_INHERITANCE | False | False | OVERRIDE_NEW_ACTIVITY | {}
1021 | I 8 | MS angle brackets made out of 40 X 6 angles to support 20 mm thick granite counters, including for providing & firmly fixing of brackets with 2nos of 6 mm dia anchor bolts 75 mm long, including drilling & fixing the angle to required line and level etc., complete , at all levels and as per directions of EIC. | [12 empty] | 0 |  |  | Chunk_57 | LINE_ITEM |  | STEEL_WORKS | MS angle brackets | MS Angles, Plates, Sections |  | Other Building Elements |  | STAGE_3_ENHANCED_INHERITANCE | 90.0% | ENHANCED_CONTEXT_INHERITANCE | True | False | INHERITED_WITH_MODIFICATION | {}
1022 | I 9 | MS fabricated ramp drain grating using M.S rolled sections (channels, angles, flats)/ tubular sections (medium duty), welded together as indicated in the drg. | [12 empty] | 0 |  |  | Chunk_57 | LINE_ITEM |  | STEEL_WORKS | MS fabricated ramp drain grating | MS Angles, Plates, Sections |  | Other Building Elements |  | STAGE_3_ENHANCED_INHERITANCE | 90.0% | ENHANCED_CONTEXT_INHERITANCE | True | False | INHERITED_WITH_MODIFICATION | {}
1023 | t | MS frame work for Polycarbonate sheet covering for ramps @ podium |  |  | Sqm | 0 | 0 | 0 | 0 | 0 | 0 | 0 | RO | #ERROR! | 0 |  |  | Chunk_152 | LINE_ITEM | Sqm | STEEL_WORKS | MS frame work | MS Angles, Plates, Sections |  | Load-bearing Structural Frame |  | STAGE_3_ENHANCED_INHERITANCE | 90.0% | ENHANCED_CONTEXT_INHERITANCE | False | False | OVERRIDE_NEW_ACTIVITY | {}
1024 | y | MS frame work for GFRC covering |  |  | Sqm | 0 | 0 | 0 | 0 | 0 | 0 | 0 | RO | #ERROR! | 0 |  |  | Chunk_152 | LINE_ITEM | Sqm | STEEL_WORKS | MS frame work | MS Angles, Plates, Sections |  | Load-bearing Structural Frame |  | STAGE_3_ENHANCED_INHERITANCE | 90.0% | ENHANCED_CONTEXT_INHERITANCE | False | False | OVERRIDE_NEW_ACTIVITY | {}
1025 | I 10 | MS grating over Channel drain of width upto 300 mm, 25 x 5 seating angle, 20 x 6 MS Flat welded @ 25 mm c/c fixed to channel drain flush with flooring or with MS Sections as directed by EIC. |  |  | MT | [6 empty] | 0 | RO | 117670 | 0 |  |  | Chunk_57 | LINE_ITEM | MT | STEEL_WORKS | MS grating over Channel drain | MS Angles, Plates, Sections |  | Other Building Elements |  | STAGE_3_ENHANCED_INHERITANCE | 90.0% | ENHANCED_CONTEXT_INHERITANCE | True | False | INHERITED_WITH_MODIFICATION | {}
1026 | I 6 | MS ladders with railing made out MS Hollow/ Rolled sections including all necessary bracket, fixtures, bolts as specified complete Location : At locations wherever directed by EIC. |  |  | MT | 1 | [5 empty] | 0 | 1 | 143098 | 143098 | Notional Qty considered. Project head to confirm if line item required & on on qty. |  | Chunk_57 | LINE_ITEM | MT | STEEL_WORKS | MS ladders with railing | MS Angles, Plates, Sections |  | Other Building Elements |  | STAGE_3_ENHANCED_INHERITANCE | 90.0% | ENHANCED_CONTEXT_INHERITANCE | True | False | INHERITED_WITH_MODIFICATION | {}
1027 | i | Location : Basement-2 Parking area (excluding lobby & service area) & at locations wherever directed by EIC |  |  | Cum | 100 | 93 |  |  |  |  | 0 | 193 | #ERROR! | #ERROR! | Considered 200mm thk grade slab, hence notional qty considered for screed. Project head to review & confirm on the same. 125mm thick - 8,748.10 Sqm |  | Chunk_64 | LINE_ITEM | Cum | STEEL_WORKS | Structural Steel |  |  | Foundations (Substructure) | Inherited from header | STAGE_3_STRICT_INHERITANCE_FALLBACK | 85.0% | STRICT_INHERITANCE_FALLBACK | True | False | FALLBACK_BUT_CONTEXT_PRESERVED | {}
1028 | ii | Location : Basement-1 Parking area (excluding lobby & service area) & at locations wherever directed by EIC |  |  | Cum | 1083 | [5 empty] | 0 | 1083 | #ERROR! | #ERROR! | Considered screed of 125mm thick - 8,660.43 Sqm |  | Chunk_64 | LINE_ITEM | Cum | STEEL_WORKS | Structural Steel |  |  | Foundations (Substructure) | Inherited from header | STAGE_3_STRICT_INHERITANCE_FALLBACK | 85.0% | STRICT_INHERITANCE_FALLBACK | True | False | FALLBACK_BUT_CONTEXT_PRESERVED | {}
1029 | i | Location : Basement-2 Parking area (excluding lobby & service area) & at locations wherever directed by EIC |  |  | Sqm | 8749 | 744 |  |  |  |  | 0 | 9493 | #ERROR! | #ERROR! | VDF - 8,748.10 Sqm |  | Chunk_64 | LINE_ITEM | Sqm | STEEL_WORKS | Structural Steel |  |  | Foundations (Substructure) | Inherited from header | STAGE_3_STRICT_INHERITANCE_FALLBACK | 85.0% | STRICT_INHERITANCE_FALLBACK | True | False | FALLBACK_BUT_CONTEXT_PRESERVED | {}
1030 | ii | Location : Basement-1 Parking area (excluding lobby & service area) & at locations wherever directed by EIC |  |  | Sqm | 8700 | [5 empty] | 0 | 8700 | #ERROR! | #ERROR! | VDF - 8,660.43 Sqm |  | Chunk_64 | LINE_ITEM | Sqm | STEEL_WORKS | Structural Steel |  |  | Foundations (Substructure) | Inherited from header | STAGE_3_STRICT_INHERITANCE_FALLBACK | 85.0% | STRICT_INHERITANCE_FALLBACK | True | False | FALLBACK_BUT_CONTEXT_PRESERVED | {}
1031 | I 13 | Providing and anchoring in position high strength chemical anchor bolts HIT-V 5.8 with epoxy mortar RE 500 from HILTI or approved equivalent for following dia and standard lengths including necessary drilling upto required depth (min) or as per manufacturer's specifications, anchoring and grouting with necessary equipment including scaffolding etc., complete as per manufacturers specifications rate to include to conduct Random pull out test for anchor bolts which are fixed to RCC members as per manufacturer specifications & directions of consultants / EIC. Note: Embedded depth shall be confirmed by structural consultant/Hilti design team | [12 empty] | 0 |  |  | Chunk_59 | LINE_ITEM |  | STEEL_WORKS | Structural Steel |  |  | Load-bearing Structural Frame | Inherited from header | STAGE_3_STRICT_INHERITANCE_FALLBACK | 85.0% | STRICT_INHERITANCE_FALLBACK | True | False | FALLBACK_BUT_CONTEXT_PRESERVED | {}
1032 | I | 20 mm dia (heavy duty) with depth of anchorage up to 200mm. |  |  | Nos | 10 | 10 |  |  |  |  | 0 | 20 | 1410 | 28200 | Notional Qty considered. Project head to confirm if line item required & on on qty. |  | Chunk_59 | LINE_ITEM | Nos | STEEL_WORKS | Structural Steel |  |  | Other Building Elements | Inherited from header | STAGE_3_STRICT_INHERITANCE_FALLBACK | 85.0% | STRICT_INHERITANCE_FALLBACK | True | False | FALLBACK_BUT_CONTEXT_PRESERVED | {}
1033 | b | 16 mm dia (heavy duty) with depth of anchorage up to 160mm. |  |  | Nos | 10 | 10 |  |  |  |  | 0 | 20 | 857 | 17140 |  |  | Chunk_59 | LINE_ITEM | Nos | STEEL_WORKS | Structural Steel |  |  | Other Building Elements | Inherited from header | STAGE_3_STRICT_INHERITANCE_FALLBACK | 85.0% | STRICT_INHERITANCE_FALLBACK | True | False | FALLBACK_BUT_CONTEXT_PRESERVED | {}
1034 | c | 12 mm dia with depth of anchorage up to 120mm. |  |  | Nos | 10 | 10 |  |  |  |  | 0 | 20 | 490 | 9800 |  |  | Chunk_59 | LINE_ITEM | Nos | STEEL_WORKS | Structural Steel |  |  | Other Building Elements | Inherited from header | STAGE_3_STRICT_INHERITANCE_FALLBACK | 85.0% | STRICT_INHERITANCE_FALLBACK | True | False | FALLBACK_BUT_CONTEXT_PRESERVED | {}
1035 | d | 10 mm dia with depth of anchorage up to 100mm. |  |  | Nos | 10 | 10 |  |  |  |  | 0 | 20 | 275 | 5500 |  |  | Chunk_59 | LINE_ITEM | Nos | STEEL_WORKS | Structural Steel |  |  | Other Building Elements | Inherited from header | STAGE_3_STRICT_INHERITANCE_FALLBACK | 85.0% | STRICT_INHERITANCE_FALLBACK | True | False | FALLBACK_BUT_CONTEXT_PRESERVED | {}
1036 | e | 8 mm dia with depth of anchorage up to 100mm. |  |  | Nos | 10 | 10 |  |  |  |  | 0 | 20 | 214 | 4280 |  |  | Chunk_59 | LINE_ITEM | Nos | STEEL_WORKS | Structural Steel |  |  | Other Building Elements | Inherited from header | STAGE_3_STRICT_INHERITANCE_FALLBACK | 85.0% | STRICT_INHERITANCE_FALLBACK | True | False | FALLBACK_BUT_CONTEXT_PRESERVED | {}
1037 | I | 20 mm dia (heavy duty) with depth of anchorage up to 200mm. |  |  | Nos | 10 | 10 |  |  |  |  | 0 | 20 | 2084 | 41680 | Notional Qty considered. Project head to confirm if line item required & on on qty. |  | Chunk_59 | LINE_ITEM | Nos | STEEL_WORKS | Structural Steel |  |  | Other Building Elements | Inherited from header | STAGE_3_STRICT_INHERITANCE_FALLBACK | 85.0% | STRICT_INHERITANCE_FALLBACK | True | False | FALLBACK_BUT_CONTEXT_PRESERVED | {}
1038 | b | 16 mm dia (heavy duty) with depth of anchorage up to 160mm. |  |  | Nos | 10 | 10 |  |  |  |  | 0 | 20 | 1042 | 20840 |  |  | Chunk_59 | LINE_ITEM | Nos | STEEL_WORKS | Structural Steel |  |  | Other Building Elements | Inherited from header | STAGE_3_STRICT_INHERITANCE_FALLBACK | 85.0% | STRICT_INHERITANCE_FALLBACK | True | False | FALLBACK_BUT_CONTEXT_PRESERVED | {}
1039 | c | 12 mm dia with depth of anchorage up to 120mm. |  |  | Nos | 10 | 10 |  |  |  |  | 0 | 20 | 674 | 13480 |  |  | Chunk_59 | LINE_ITEM | Nos | STEEL_WORKS | Structural Steel |  |  | Other Building Elements | Inherited from header | STAGE_3_STRICT_INHERITANCE_FALLBACK | 85.0% | STRICT_INHERITANCE_FALLBACK | True | False | FALLBACK_BUT_CONTEXT_PRESERVED | {}
1040 | d | 10 mm dia with depth of anchorage up to 100mm. |  |  | Nos | 10 | 10 |  |  |  |  | 0 | 20 | 490 | 9800 |  |  | Chunk_59 | LINE_ITEM | Nos | STEEL_WORKS | Structural Steel |  |  | Other Building Elements | Inherited from header | STAGE_3_STRICT_INHERITANCE_FALLBACK | 85.0% | STRICT_INHERITANCE_FALLBACK | True | False | FALLBACK_BUT_CONTEXT_PRESERVED | {}
1041 | e | 8 mm dia with depth of anchorage up to 100mm. |  |  | Nos | 10 | 10 |  |  |  |  | 0 | 20 | 349 | 6980 |  |  | Chunk_59 | LINE_ITEM | Nos | STEEL_WORKS | Structural Steel |  |  | Other Building Elements | Inherited from header | STAGE_3_STRICT_INHERITANCE_FALLBACK | 85.0% | STRICT_INHERITANCE_FALLBACK | True | False | FALLBACK_BUT_CONTEXT_PRESERVED | {}
1042 |  | SUB TOTAL METAL WORKS | [12 empty] | 8586248.7 |  |  | Chunk_64 | LINE_ITEM |  | STEEL_WORKS | Structural Steel |  |  | Other Building Elements | Inherited from header | STAGE_3_STRICT_INHERITANCE_FALLBACK | 85.0% | STRICT_INHERITANCE_FALLBACK | True | False | FALLBACK_BUT_CONTEXT_PRESERVED | {}
1043 | J | CONCRETE FLOORING WORKS | [15 empty] | Chunk_64 | LINE_ITEM |  | STEEL_WORKS | Structural Steel |  |  | Other Building Elements | Inherited from header | STAGE_3_STRICT_INHERITANCE_FALLBACK | 85.0% | STRICT_INHERITANCE_FALLBACK | True | False | FALLBACK_BUT_CONTEXT_PRESERVED | {}
1044 |  | Preamble : In case EMPLOYER insist for using river sand in lieu of M-sand, the difference in rate will only be paid. Rate to include for providing & adding recron fibre or equivalent for concrete flooring works at 125gms /bag or as per manufacturer's specifications and as directed by Project Head / EIC. | [15 empty] | Chunk_64 | LINE_ITEM |  | STEEL_WORKS | Structural Steel |  |  | Other Building Elements | Inherited from header | STAGE_3_STRICT_INHERITANCE_FALLBACK | 85.0% | STRICT_INHERITANCE_FALLBACK | True | False | FALLBACK_BUT_CONTEXT_PRESERVED | {}
1045 | J 1 | Providing and laying of M20 grade concrete for flooring in parking area laid in alternate panels including preparation of base surface, vibration, compaction and curing etc., complete as per standard specifications / approved drawings and as directed by engineer in-charge. Location : Parking area, ramp flooring works & at locations wherever directed by EIC. | [15 empty] | Chunk_64 | LINE_ITEM |  | STEEL_WORKS | Structural Steel |  |  | Other Building Elements | Inherited from header | STAGE_3_STRICT_INHERITANCE_FALLBACK | 85.0% | STRICT_INHERITANCE_FALLBACK | True | False | FALLBACK_BUT_CONTEXT_PRESERVED | {}
1046 | iii | Location : Stilt Parking area (excluding lobby & service area) & at locations wherever directed by EIC |  |  | Cum | 114 | [5 empty] | 0 | 114 | #ERROR! | #ERROR! | Ground floor parking area |  | Chunk_64 | LINE_ITEM | Cum | STEEL_WORKS | Structural Steel |  |  | Other Building Elements | Inherited from header | STAGE_3_STRICT_INHERITANCE_FALLBACK | 85.0% | STRICT_INHERITANCE_FALLBACK | True | False | FALLBACK_BUT_CONTEXT_PRESERVED | {}
1047 | iv | Ramp area at all levels & at locations wherever directed by EIC |  |  | Cum | 130 | [5 empty] | 0 | 130 | #ERROR! | #ERROR! | Considered screed of 125mm thick - 1,033.72 Sqm |  | Chunk_64 | LINE_ITEM | Cum | STEEL_WORKS | Structural Steel |  |  | Other Building Elements | Inherited from header | STAGE_3_STRICT_INHERITANCE_FALLBACK | 85.0% | STRICT_INHERITANCE_FALLBACK | True | False | FALLBACK_BUT_CONTEXT_PRESERVED | {}
1048 | J 2 | Providing vacuum de - watered flooring operation, rate to include for providing side forms of required size, Vibrating the concrete by using screed vibrator, de-watering using vacuum pumps by suction method and finishing the top surface to required level and gradient using skim floaters/ discs/ power trowels. curing etc., complete. Location : Parking area, ramp flooring works & at locations wherever directed by EIC. | [12 empty] | 0 |  |  | Chunk_64 | LINE_ITEM |  | STEEL_WORKS | Structural Steel |  |  | Other Building Elements | Inherited from header | STAGE_3_STRICT_INHERITANCE_FALLBACK | 85.0% | STRICT_INHERITANCE_FALLBACK | True | False | FALLBACK_BUT_CONTEXT_PRESERVED | {}
1049 | iii | Location : Stilt Parking area (excluding lobby & service area) & at locations wherever directed by EIC |  |  | Sqm | 908 | [5 empty] | 0 | 908 | #ERROR! | #ERROR! | Ground floor parking area |  | Chunk_64 | LINE_ITEM | Sqm | STEEL_WORKS | Structural Steel |  |  | Other Building Elements | Inherited from header | STAGE_3_STRICT_INHERITANCE_FALLBACK | 85.0% | STRICT_INHERITANCE_FALLBACK | True | False | FALLBACK_BUT_CONTEXT_PRESERVED | {}
1050 | d | Handicap Ramp Hand Rails @ GF LVL & Basements |  |  | MT |  |  | 0.1 | 0.2 | 0.2 |  | 0.5 | 0.5 | #ERROR! | #ERROR! | As per BEL instructions - 1.2m ht @11.65 kg |  | Chunk_53 | LINE_ITEM | MT | STEEL_WORKS | Structural Steel | MS Angles, Plates, Sections |  | Foundations (Substructure) |  | STAGE_3_ENHANCED_INHERITANCE | 90.0% | ENHANCED_CONTEXT_INHERITANCE | True | False | INHERITED_NO_CHANGE | {}
1051 | b | width of the drain 450 mm. ( BASEMENT ENTRY & EXIT RAMP) |  |  | MT | 2.5 | [5 empty] | 0 | 2.5 | 110726 | 276815 | Basement 02 Basement 01 Ground floor |  | Chunk_57 | LINE_ITEM | MT | STEEL_WORKS | Structural Steel | MS Angles, Plates, Sections |  | Foundations (Substructure) |  | STAGE_3_ENHANCED_INHERITANCE | 90.0% | ENHANCED_CONTEXT_INHERITANCE | True | False | INHERITED_WITH_MODIFICATION | {}
1052 | I 11 | Providing and fixing foundation bolts / Hold Down Bolts of 4.6 grade including nuts & washers of all diameters including necessary threading, providing pockets to receive bolts etc., incl protection of the threads with grease & polythene covering & ensure bolts are perfectly aligned, line & level, etc., complete as per the locations shown in the drawing. |  |  | Kgs | 10 | 10 |  |  |  |  | 0 | 20 | 307 | 6140 | Notional Qty considered. Project head to confirm if line item required & on on qty. |  | Chunk_58_HEADER | HEADER |  | STEEL_WORKS | Structural Steel | MS Angles, Plates, Sections |  | Foundations (Substructure) | ACTIVITY PRIORITY CORRECTED: The primary activity is fixing steel bolts, not concrete work. Applied STEEL_WORKS schema. | STAGE_2_AI_VERIFIED_WITH_ACTIVITY_PRIORITY | 95.0% | AI_HEADER_VERIFICATION_ACTIVITY_PRIORITY |  |  | HEADER_VERIFICATION | {}
1053 | I 16 | Providing & fabricating MS sections for covering & fixing in position true to line & level. Rate to include for bending 2 mm thk MS sheet to required profile & fixed as 'Z' louvers to MS frame work at required intervals, Including fixing of MS sections encased in concrete /anchor bolts of suitable dia & length .Fencing work to include for Providing, fabrication & fixing of MS side hung open able gate of opening size as per directions of EIC, with suitable hinges, locking arrangements. Rate quoted shall include one coat of Zinc oxide primer, loading unloading, lead charges, transport charges etc., complete Location : DG Room at Basements |  |  | MT | 0.3 | [5 empty] | 0 | 0.3 | #ERROR! | #ERROR! | As per BEL instruction considered inner wall of DG room 600mm height at 8.65kg/sqm |  | Chunk_62_HEADER | HEADER |  | STEEL_WORKS | Structural Steel | MS Angles, Plates, Sections |  | Foundations (Substructure) | ACTIVITY PRIORITY CORRECTED: The primary activity is fabricating and fixing MS sections, sheets, and a gate, which are structural steel components, not reinforcement steel. Applied STEEL_WORKS schema. | STAGE_2_AI_VERIFIED_WITH_ACTIVITY_PRIORITY | 95.0% | AI_HEADER_VERIFICATION_ACTIVITY_PRIORITY |  |  | HEADER_VERIFICATION | {}
1054 | i | Location : Basement-2 Parking area (excluding lobby & service area) & at locations wherever directed by EIC |  |  | Rmt | 5125 | 442 |  |  |  |  | 0 | 5567 | #ERROR! | #ERROR! | Grooves at 4m center to center |  | Chunk_64 | LINE_ITEM | Rmt | STEEL_WORKS | Structural Steel | MS Angles, Plates, Sections |  | Foundations (Substructure) |  | STAGE_3_ENHANCED_INHERITANCE | 90.0% | ENHANCED_CONTEXT_INHERITANCE | True | False | INHERITED_WITH_MODIFICATION | {}
1055 | ii | Location : Basement-1 Parking area (excluding lobby & service area) & at locations wherever directed by EIC |  |  | Rmt | 5125 | [5 empty] | 0 | 5125 | #ERROR! | #ERROR! | Grooves at 4m center to center |  | Chunk_64 | LINE_ITEM | Rmt | STEEL_WORKS | Structural Steel | MS Angles, Plates, Sections |  | Foundations (Substructure) |  | STAGE_3_ENHANCED_INHERITANCE | 90.0% | ENHANCED_CONTEXT_INHERITANCE | True | False | INHERITED_WITH_MODIFICATION | {}
1056 | C 31 | Providing and fixing reinforcement steel for non-structural members with polyester resin anchor grout, "lock fix" by M/s FOSROC Chemical (P) Ltd, or equivalent for following dia including drilling hole in concrete member, cleaning, filling up grout and fixing the rod at all levels as per manufacturer's specification, as directed by EIC for Concrete Anchors. Depth of Anchorage in concrete is max up to 150 mm length. | [12 empty] | 0 |  |  | Chunk_27_HEADER | HEADER |  | STEEL_WORKS | Structural Steel | MS Angles, Plates, Sections |  | Load-bearing Structural Frame | ACTIVITY PRIORITY CORRECTED: Applied STEEL_WORKS schema; identified primary activity as fixing steel elements (reinforcement steel used as anchors for non-structural members), aligning with the rule for anchor bolts/plates. | STAGE_2_AI_VERIFIED_WITH_ACTIVITY_PRIORITY | 95.0% | AI_HEADER_VERIFICATION_ACTIVITY_PRIORITY |  |  | HEADER_VERIFICATION | {}
1057 |  | i. All items are including supplying, fabricating & erecting in position structural steel as per drawings/ details, hoisting and fixing in position, including all temporary staging and supporting work and making all structural steel work in accordance with IS : 800. ii. The rate of steel work shall include cutting, bending, grinding, machining, assembly, welding, jointing, building up new sections, cost of fasteners (nuts, bolts and washers), Cost to include welding of members using structural steel welding electrodes as per IS 814/ 816/ 817, testing as per IS 7307 (PART 1) and also erection / lifting equipment's / derick / hoists of suitable capacity and related accessories required for entire duration of the work. Fabrication will involve connections using plates, channels and angles, base plates, gusset plates, hold down bolts, cleats, fasteners, drilling of holes in plates/ angles etc., as per drawing, steel conforming to IS : 226 and IS : 2062 with minimum yield strength of 250 Mpa and up to 355 Mpa and will be measured in below items of work. iii. The civil contractor must submit the shop drawings to structural consultants and obtain their approval before commencing the fabrication works for Club house area structural steel works for roof, canopies & Badminton roofing etc., | [15 empty] | Chunk_53_HEADER | HEADER |  | STEEL_WORKS | Structural Steel | MS Angles, Plates, Sections |  | Load-bearing Structural Frame | ACTIVITY PRIORITY CORRECTED: The description explicitly refers to 'structural steel' and fabrication of 'plates, channels and angles', which aligns with the STEEL_WORKS schema, not REINFORCEMENT_STEEL (which is for 'Reinforcement Bars'). The 'Verb is King' and 'Role Assignment' principles identify 'fabricating & erecting structural steel' as the main activity. | STAGE_2_AI_VERIFIED_WITH_ACTIVITY_PRIORITY | 95.0% | AI_HEADER_VERIFICATION_ACTIVITY_PRIORITY |  |  | HEADER_VERIFICATION | {}
1058 | I 1 | Supplying, fabricating & erecting in position frame work for following items of work as per drawings/ details, hoisting & fixing in position, including all temporary staging, supporting work and making all structural steel work in accordance with IS : 800, providing and applying one coat of zinc rich primer after properly cleaning the steel surface with wire brush, removing loose scales on the surface completely. The rate of steel work shall include cutting, bending, grinding, assembling, welding, jointing, building up new sections, cost of fasteners (nuts, bolts and washers), welding of members using structural steel welding electrodes as per IS 814/ 816/ 817, testing as per IS 7307 (PART 1) and also erection / lifting equipment's / derick / hoists of suitable capacity and related accessories required for entire duration of the work . Fabrication will involve connections using plates, channels and angles, base plates, gusset plates, hold down bolts, cleats, fasteners, drilling of holes in plates/ angles etc., as per drawing, steel conforming to IS : 226 and IS : 2062 with minimum yield strength of 250 Mpa and up to 355 Mpa. | [15 empty] | Chunk_53 | LINE_ITEM |  | STEEL_WORKS | Structural Steel | MS Angles, Plates, Sections |  | Load-bearing Structural Frame |  | STAGE_3_ENHANCED_INHERITANCE | 90.0% | ENHANCED_CONTEXT_INHERITANCE | True | False | INHERITED_WITH_MODIFICATION | {}
1059 | I 12 | Providing and anchoring in position high strength anchor bolts (Mechanical bolts) of grade 5.8 of specified dia and standard lengths including necessary drilling up to required depth as per manufacturer's specifications, anchoring with necessary equipment's etc., complete as per specifications of agency approved by Consultants (HILTI or equivalent) Random pull out test to be conducted for anchor bolts which are fixed to RCC members as per manufacturer's specifications and as directed by EIC.. | [12 empty] | 0 |  |  | Chunk_59_HEADER | HEADER |  | STEEL_WORKS | Structural Steel | MS Angles, Plates, Sections |  | Load-bearing Structural Frame | ACTIVITY PRIORITY CORRECTED: The primary activity is anchoring steel bolts, not concrete work. Applied STEEL_WORKS schema. | STAGE_2_AI_VERIFIED_WITH_ACTIVITY_PRIORITY | 95.0% | AI_HEADER_VERIFICATION_ACTIVITY_PRIORITY |  |  | HEADER_VERIFICATION | {}
1060 | I 18 | Providing and fixing in position push and pull type Rolling Shutters with interlocked MS laths and frames of approved make made from 18 gauge MS sheets and required size MS laths interlocked together through their entire length as indicated in the drawing and painting with one coats of Zinc chromate primer two coats of synthetic enamel paint, including providing ball bearings, pulleys, necessary accessories such as guide channels, chain or handle set, locking arrangement, top MS cover of 18 gauge and making holes in brickwork or RCC work and restoring the same and fixing strike plate of 100 x 6 mm MS flat in flooring and all materials and measures required to complete the job. Providing mechanical device chain and crank for mechanically operated rolling shutter. |  |  | Sqm | 40 | [5 empty] | 0 | 40 | 4500 | 180000 | DG Room shutters 3 x 3.3m - 4 nos |  | Chunk_64_HEADER | HEADER |  | STEEL_WORKS | Structural Steel | MS Angles, Plates, Sections |  | Load-bearing Structural Frame | ACTIVITY PRIORITY CORRECTED: The primary activity is fixing rolling shutters made of MS laths and frames, which falls under 'STEEL_WORKS'. The painting is incidental to the main steel installation. | STAGE_2_AI_VERIFIED_WITH_ACTIVITY_PRIORITY | 95.0% | AI_HEADER_VERIFICATION_ACTIVITY_PRIORITY |  |  | HEADER_VERIFICATION | {}
1061 | h | Providing & Fixing of suitable MS Angles for seating of removable type Precast RCC cover as shown in drg. Refer Preamble - SL.NO: F |  |  | MT | 3 | [5 empty] | 0 | 3 | #ERROR! | #ERROR! |  |  | Chunk_87 | LINE_ITEM | MT | STEEL_WORKS | Structural Steel | MS Angles, Plates, Sections |  | Load-bearing Structural Frame |  | STAGE_3_ENHANCED_INHERITANCE | 90.0% | ENHANCED_CONTEXT_INHERITANCE | False | False | OVERRIDE_NEW_ACTIVITY | {}
1062 | k | MS doors (shutter and frame) Location: Shaft doors & at locations wherever directed by EIC. |  |  | Sqm | 0 | 0 | 194 | 119 | 106 | 0 | 419 | 419 | #ERROR! | #ERROR! |  |  | Chunk_152 | LINE_ITEM | Sqm | STEEL_WORKS | Structural Steel | MS Angles, Plates, Sections |  | Load-bearing Structural Frame |  | STAGE_3_ENHANCED_INHERITANCE | 90.0% | ENHANCED_CONTEXT_INHERITANCE | False | False | OVERRIDE_NEW_ACTIVITY | {}
1063 | n | MS fabricated ramp drain grating & MS angle for cover slabs |  |  | Sqm | 38 | 0 | 0 | 0 | 0 | 0 | 0 | 38 | #ERROR! | #ERROR! |  |  | Chunk_152 | LINE_ITEM | Sqm | STEEL_WORKS | Structural Steel | MS Angles, Plates, Sections |  | Load-bearing Structural Frame |  | STAGE_3_ENHANCED_INHERITANCE | 90.0% | ENHANCED_CONTEXT_INHERITANCE | False | False | OVERRIDE_NEW_ACTIVITY | {}
1064 | a | For Service Rooms - Electrical , UPS & Communication rooms or at locations wherever MS grills are considered above 1.2m masonry wall. |  |  | MT | 0.4 | [5 empty] | 0 | 0.4 | 145980 | 58392 | As per BEL instructions 600 height - 8.65 kg/sqm Communication & UPS rooms - 21.5 Sqm Electrical rooms - 8.67 Sqm Communication rooms - 5.11 Sqm |  | Chunk_53 | LINE_ITEM | MT | STEEL_WORKS | Structural Steel | MS Angles, Plates, Sections |  | Non-loadbearing Items |  | STAGE_3_ENHANCED_INHERITANCE | 90.0% | ENHANCED_CONTEXT_INHERITANCE | True | False | INHERITED_NO_CHANGE | {}
1065 | I 1.1 | Edge angles, insert plates, sleeves |  |  | MT | 0.5 | 0.5 |  |  |  |  | 0 | 1 | 105100 | 105100 | Notional Qty considered. Project head to confirm if line item required & on on qty. |  | Chunk_53 | LINE_ITEM | MT | STEEL_WORKS | Structural Steel | MS Angles, Plates, Sections |  | Other Building Elements |  | STAGE_3_ENHANCED_INHERITANCE | 90.0% | ENHANCED_CONTEXT_INHERITANCE | True | False | INHERITED_WITH_MODIFICATION | {}
1066 | I 1.2 | Duct / Shaft / natural ventilation shaft covering & at locations wherever directed by EIC. |  |  | MT | 1 | [5 empty] | 0 | 1 | 147297 | 147297 | Notional Qty considered. Project head to confirm if line item required & not |  | Chunk_53 | LINE_ITEM | MT | STEEL_WORKS | Structural Steel | MS Angles, Plates, Sections |  | Other Building Elements |  | STAGE_3_ENHANCED_INHERITANCE | 90.0% | ENHANCED_CONTEXT_INHERITANCE | True | False | INHERITED_NO_CHANGE | {}
1067 | b | For Shafts |  |  | MT | 0.5 |  | 0.5 |  |  |  | 0.5 | 1 | 145980 | 145980 | Considered in fire Doors. Notional Qty considered. Project head to confirm if line item required & not |  | Chunk_53 | LINE_ITEM | MT | STEEL_WORKS | Structural Steel | MS Angles, Plates, Sections |  | Other Building Elements |  | STAGE_3_ENHANCED_INHERITANCE | 90.0% | ENHANCED_CONTEXT_INHERITANCE | True | False | INHERITED_NO_CHANGE | {}
1068 | a | Staircase - Stairwell Handrail |  |  | MT | 1.4 |  | 3.1 | 3 | 3.4 | 1.2 | 10.7 | 12.1 | #ERROR! | #ERROR! | As per BEL instructions - 1.1m height @10.60 kg/Sqm BF 02 to 01 - Staircase 4 no's - 345.14 Kg (Fire stairs not shown in architectural plan) BF 01 to GF - Staircase 4 no's - 522.37 Kg (Fire stairs not shown in architectural plan) |  | Chunk_53 | LINE_ITEM | MT | STEEL_WORKS | Structural Steel | MS Angles, Plates, Sections |  | Other Building Elements |  | STAGE_3_ENHANCED_INHERITANCE | 90.0% | ENHANCED_CONTEXT_INHERITANCE | True | False | INHERITED_NO_CHANGE | {}
1069 | b | Balcony Handrails & at locations directed by EIC |  |  | MT |  |  | 10.3 | 11.3 | 13.5 |  | 35.1 | 35.1 | #ERROR! | #ERROR! |  |  | Chunk_53 | LINE_ITEM | MT | STEEL_WORKS | Structural Steel | MS Angles, Plates, Sections |  | Other Building Elements |  | STAGE_3_ENHANCED_INHERITANCE | 90.0% | ENHANCED_CONTEXT_INHERITANCE | True | False | INHERITED_NO_CHANGE | {}
1070 | c | Service platform Handrails & at locations directed by EIC |  |  | MT | 1 |  | 5.4 | 6.5 | 6.6 |  | 18.5 | 19.5 | #ERROR! | #ERROR! |  |  | Chunk_53 | LINE_ITEM | MT | STEEL_WORKS | Structural Steel | MS Angles, Plates, Sections |  | Other Building Elements |  | STAGE_3_ENHANCED_INHERITANCE | 90.0% | ENHANCED_CONTEXT_INHERITANCE | True | False | INHERITED_NO_CHANGE | {}
1071 | e | STP/UG sump Platform safety railing & STP/ UG sump S/c railing |  |  | MT | 1 | [5 empty] | 0 | 1 | #ERROR! | #ERROR! | As per BEL instructions - 1.0m height @10.0 kg/Sqm STP Platform - 1,142.7 Kg STP stairs - 141.6 Kg Fire Pump room stairs - 45 Kg PHE Pump room stairs - 45 Kg |  | Chunk_53 | LINE_ITEM | MT | STEEL_WORKS | Structural Steel | MS Angles, Plates, Sections |  | Other Building Elements |  | STAGE_3_ENHANCED_INHERITANCE | 90.0% | ENHANCED_CONTEXT_INHERITANCE | True | False | INHERITED_NO_CHANGE | {}
1072 | I 1.8 | Single pipe railing with 50 mm dia 2 mm thick (14 gauge) pipe and connected by 25 mm dia pipe of 2 mm thick to 150 X 150 X 6 mm insert plates anchored to the wall at every 1.80m intervals , including all necessary bracket, fixtures, bolts as specified complete as per drawings. | [12 empty] | 0 |  |  | Chunk_53 | LINE_ITEM |  | STEEL_WORKS | Structural Steel | MS Angles, Plates, Sections |  | Other Building Elements |  | STAGE_3_ENHANCED_INHERITANCE | 90.0% | ENHANCED_CONTEXT_INHERITANCE | False | False | OVERRIDE_UNIT_CONTRADICTION | {}
1073 | a | Staircase - Wall Side |  |  | MT | 0.5 | [5 empty] | 0 | 0.5 | #ERROR! | #ERROR! | As per BEL instructions - 2.5 kg/m BF 02 to 01 - Staircase 4 no's - 109.0 Kg (Fire stairs not shown in architectural plan) BF 01 to GF - Staircase 4 no's - 177.0 Kg (Fire stairs not shown in architectural plan) |  | Chunk_53 | LINE_ITEM | MT | STEEL_WORKS | Structural Steel | MS Angles, Plates, Sections |  | Other Building Elements |  | STAGE_3_ENHANCED_INHERITANCE | 90.0% | ENHANCED_CONTEXT_INHERITANCE | True | False | INHERITED_NO_CHANGE | {}
1074 | b | Handicap Ramp - singlepipe railings |  |  | MT | 0.5 | [5 empty] | 0 | 0.5 | #ERROR! | #ERROR! | Notional qty considered. Project head to confirm line item required or not |  | Chunk_53 | LINE_ITEM | MT | STEEL_WORKS | Structural Steel | MS Angles, Plates, Sections |  | Other Building Elements |  | STAGE_3_ENHANCED_INHERITANCE | 90.0% | ENHANCED_CONTEXT_INHERITANCE | True | False | INHERITED_NO_CHANGE | {}
1075 | c | Corridor low ht wall & Open terrace parapet wall - single pipe railings |  |  | MT |  |  | 0.1 | 0.4 | 0.2 |  | 0.7 | 0.7 | #ERROR! | #ERROR! |  |  | Chunk_53 | LINE_ITEM | MT | STEEL_WORKS | Structural Steel | MS Angles, Plates, Sections |  | Other Building Elements |  | STAGE_3_ENHANCED_INHERITANCE | 90.0% | ENHANCED_CONTEXT_INHERITANCE | True | False | INHERITED_NO_CHANGE | {}
1076 | I 1.9 | MS supports for Polycarbonate profiled sheets & at locations wherever directed by EIC. |  |  | MT |  |  | 0.6 | 0 | 1.8 |  | 2.4 | 2.4 | #ERROR! | #ERROR! | For OTS covers |  | Chunk_54 | LINE_ITEM | MT | STEEL_WORKS | Structural Steel | MS Angles, Plates, Sections |  | Other Building Elements |  | STAGE_3_ENHANCED_INHERITANCE | 90.0% | ENHANCED_CONTEXT_INHERITANCE | True | False | INHERITED_WITH_MODIFICATION | {}
1077 | I 1.10 | MS supports for Polycarbonate profiled sheets - Ramp & at locations wherever directed by EIC. |  |  | MT | 35.7 | [5 empty] | 0 | 35.7 | #ERROR! | #ERROR! | For Ramps coverig at Ground floor As per BEL instructions - 5 Kg/sft (53.82 Kg/Sqm) Ramp 01 - 24.8 x 4.95 m - 1,334.74 Kg Ramp 02 - 32.8 x 4.95 m - 1,765.3 Kg Ramp 03 - 20 x 10 m - 1,076.4 Kg Ramp 04 - 22.2 x 8 m - 1194.8 Kg |  | Chunk_54 | LINE_ITEM | MT | STEEL_WORKS | Structural Steel | MS Angles, Plates, Sections |  | Other Building Elements |  | STAGE_3_ENHANCED_INHERITANCE | 90.0% | ENHANCED_CONTEXT_INHERITANCE | True | False | INHERITED_WITH_MODIFICATION | {}
1078 | I 4 | Providing, fabricating & fixing MS louvers including bending 2 mm thk MS sheet to required profile, fixing of MS sections with anchor bolts of suitable dia & length as shown in drg etc., complete as per instructions of EIC. Location : MS Louvers for ventilation shafts, DG shaft & At locations wherever directed by EIC. |  |  | MT | [6 empty] | 0 | RO | #ERROR! | 0 |  |  | Chunk_57_HEADER | HEADER |  | STEEL_WORKS | Structural Steel | MS Angles, Plates, Sections |  | Other Building Elements | ACTIVITY PRIORITY CORRECTED: The activity involves 'fabricating & fixing MS louvers' using 'MS sheet' and 'MS sections', which falls under the broader category of STEEL_WORKS, not REINFORCEMENT_STEEL. The 'Verb is King' and 'Role Assignment' principles point to steel fabrication. | STAGE_2_AI_VERIFIED_WITH_ACTIVITY_PRIORITY | 95.0% | AI_HEADER_VERIFICATION_ACTIVITY_PRIORITY |  |  | HEADER_VERIFICATION | {}
1079 | a | Location: Toilet counters & at locations wherever directed by EIC. |  |  | MT |  |  | 0.4 | 0.4 | 0.3 | 0 | 1.1 | 1.1 | #ERROR! | #ERROR! | Toilet counters considered at 5kg per sqm |  | Chunk_57 | LINE_ITEM | MT | STEEL_WORKS | Structural Steel | MS Angles, Plates, Sections |  | Other Building Elements |  | STAGE_3_ENHANCED_INHERITANCE | 90.0% | ENHANCED_CONTEXT_INHERITANCE | True | False | INHERITED_NO_CHANGE | {}
1080 | b | Location: Kitchen & Utility counters & at locations wherever directed by EIC. |  |  | MT | [6 empty] | 0 | RO | #ERROR! | 0 | Schedule H indicates only provision . Hence qty not considered |  | Chunk_57 | LINE_ITEM | MT | STEEL_WORKS | Structural Steel | MS Angles, Plates, Sections |  | Other Building Elements |  | STAGE_3_ENHANCED_INHERITANCE | 90.0% | ENHANCED_CONTEXT_INHERITANCE | True | False | INHERITED_NO_CHANGE | {}
1081 | a | width of the drain 300 mm. |  |  | MT | [6 empty] | 0 | RO | 110726 | 0 |  |  | Chunk_57 | LINE_ITEM | MT | STEEL_WORKS | Structural Steel | MS Angles, Plates, Sections |  | Other Building Elements |  | STAGE_3_ENHANCED_INHERITANCE | 90.0% | ENHANCED_CONTEXT_INHERITANCE | True | False | INHERITED_WITH_MODIFICATION | {}
1082 | c | width of the drain 600 mm. (RAMP ENTRY & EXIT) |  |  | MT | [6 empty] | 0 | RO | 110726 | 0 |  |  | Chunk_57 | LINE_ITEM | MT | STEEL_WORKS | Structural Steel | MS Angles, Plates, Sections |  | Other Building Elements |  | STAGE_3_ENHANCED_INHERITANCE | 90.0% | ENHANCED_CONTEXT_INHERITANCE | True | False | INHERITED_WITH_MODIFICATION | {}
1083 | d | width of the drain 900 mm. (MAIN ENTRY & EXIT) |  |  | MT | [6 empty] | 0 | RO | 110726 | 0 |  |  | Chunk_57 | LINE_ITEM | MT | STEEL_WORKS | Structural Steel | MS Angles, Plates, Sections |  | Other Building Elements |  | STAGE_3_ENHANCED_INHERITANCE | 90.0% | ENHANCED_CONTEXT_INHERITANCE | True | False | INHERITED_WITH_MODIFICATION | {}
1084 | iii | Location : Stilt Parking area (excluding lobby & service area) & at locations wherever directed by EIC |  |  | Rmt | 486 | [5 empty] | 0 | 486 | #ERROR! | #ERROR! | Ground floor parking area |  | Chunk_64 | LINE_ITEM | Rmt | STEEL_WORKS | Structural Steel | MS Angles, Plates, Sections |  | Other Building Elements |  | STAGE_3_ENHANCED_INHERITANCE | 90.0% | ENHANCED_CONTEXT_INHERITANCE | True | False | INHERITED_WITH_MODIFICATION | {}
1085 | c | MS grills for ducts @ terrace & at locations directed by EIC |  |  | Sqm | 0 | 0 | 0 | 0 | 0 | 0 | 0 | RO | #ERROR! | 0 |  |  | Chunk_152 | LINE_ITEM | Sqm | STEEL_WORKS | Structural Steel | MS Angles, Plates, Sections |  | Other Building Elements |  | STAGE_3_ENHANCED_INHERITANCE | 90.0% | ENHANCED_CONTEXT_INHERITANCE | False | False | OVERRIDE_NEW_ACTIVITY | {}
1086 | d | Staircase - Stairwell Handrail |  |  | Sqm | 14 | 0 | 289 | 283 | 318 | 0 | 890 | 904 | #ERROR! | #ERROR! |  |  | Chunk_152 | LINE_ITEM | Sqm | STEEL_WORKS | Structural Steel | MS Angles, Plates, Sections |  | Other Building Elements |  | STAGE_3_ENHANCED_INHERITANCE | 90.0% | ENHANCED_CONTEXT_INHERITANCE | False | False | OVERRIDE_NEW_ACTIVITY | {}
1087 | e | Balcony HandRail |  |  | Sqm | 0 | 0 | 882 | 970 | 1154 | 0 | 3006 | 3006 | #ERROR! | #ERROR! |  |  | Chunk_152 | LINE_ITEM | Sqm | STEEL_WORKS | Structural Steel | MS Angles, Plates, Sections |  | Other Building Elements |  | STAGE_3_ENHANCED_INHERITANCE | 90.0% | ENHANCED_CONTEXT_INHERITANCE | False | False | OVERRIDE_NEW_ACTIVITY | {}
1088 | g | Service platform railings |  |  | Sqm | 0 | 0 | 0 | 0 | 0 | 0 | 0 | RO | #ERROR! | 0 |  |  | Chunk_152 | LINE_ITEM | Sqm | STEEL_WORKS | Structural Steel | MS Angles, Plates, Sections |  | Other Building Elements |  | STAGE_3_ENHANCED_INHERITANCE | 90.0% | ENHANCED_CONTEXT_INHERITANCE | False | False | OVERRIDE_NEW_ACTIVITY | {}
1089 | g | Handicap Ramp Hand Rails |  |  | Sqm | 0 | 0 | 6 | 11 | 11 | 0 | 28 | 28 | #ERROR! | #ERROR! |  |  | Chunk_152 | LINE_ITEM | Sqm | STEEL_WORKS | Structural Steel | MS Angles, Plates, Sections |  | Other Building Elements |  | STAGE_3_ENHANCED_INHERITANCE | 90.0% | ENHANCED_CONTEXT_INHERITANCE | False | False | OVERRIDE_NEW_ACTIVITY | {}
1090 | h | Single pipe railings - Staircase & Corridors & above parapet for open terrace |  |  | Rmt | 186 |  | 0 | 0 | 0 | 0 | 0 | 186 | #ERROR! | #ERROR! |  |  | Chunk_152 | LINE_ITEM | Rmt | STEEL_WORKS | Structural Steel | MS Angles, Plates, Sections |  | Other Building Elements |  | STAGE_3_ENHANCED_INHERITANCE | 90.0% | ENHANCED_CONTEXT_INHERITANCE | False | False | OVERRIDE_NEW_ACTIVITY | {}
1091 | i | MS louvers Location : MS Louvers for ventilation shafts & DG shaft At locations wherever directed by EIC. |  |  | Sqm | 0 | 0 | 0 | 0 | 147 | 0 | 147 | 147 | #ERROR! | #ERROR! |  |  | Chunk_152 | LINE_ITEM | Sqm | STEEL_WORKS | Structural Steel | MS Angles, Plates, Sections |  | Other Building Elements |  | STAGE_3_ENHANCED_INHERITANCE | 90.0% | ENHANCED_CONTEXT_INHERITANCE | False | False | OVERRIDE_NEW_ACTIVITY | {}
1092 | j | MS ladders Location : At locations wherever directed by EIC. |  |  | Sqm | 0 | 0 | 0 | 0 | 0 | 0 | 0 | RO | #ERROR! | 0 |  |  | Chunk_152 | LINE_ITEM | Sqm | STEEL_WORKS | Structural Steel | MS Angles, Plates, Sections |  | Other Building Elements |  | STAGE_3_ENHANCED_INHERITANCE | 90.0% | ENHANCED_CONTEXT_INHERITANCE | False | False | OVERRIDE_NEW_ACTIVITY | {}
1093 | l | MS angle brackets Location: Toilet counters & at locations wherever directed by EIC. |  |  | Sqm | 0 | 0 | 70 | 70 | 59 | 0 | 199 | 199 | #ERROR! | #ERROR! |  |  | Chunk_152 | LINE_ITEM | Sqm | STEEL_WORKS | Structural Steel | MS Angles, Plates, Sections |  | Other Building Elements |  | STAGE_3_ENHANCED_INHERITANCE | 90.0% | ENHANCED_CONTEXT_INHERITANCE | False | False | OVERRIDE_NEW_ACTIVITY | {}
1094 | m | MS angle brackets Location: Kitchen & Utility counters & at locations wherever directed by EIC. |  |  | Sqm | 0 | 0 | 0 | 0 | 0 | 0 | 0 | RO | #ERROR! | 0 | As per BEL confirmation kitchen counters not considered |  | Chunk_152 | LINE_ITEM | Sqm | STEEL_WORKS | Structural Steel | MS Angles, Plates, Sections |  | Other Building Elements |  | STAGE_3_ENHANCED_INHERITANCE | 90.0% | ENHANCED_CONTEXT_INHERITANCE | False | False | OVERRIDE_NEW_ACTIVITY | {}
1095 | p | STP & UG SUMP - Platform Railing |  |  | Sqm | 138 | 0 | 0 | 0 | 0 | 0 | 0 | 138 | #ERROR! | #ERROR! |  |  | Chunk_152 | LINE_ITEM | Sqm | STEEL_WORKS | Structural Steel | MS Angles, Plates, Sections |  | Other Building Elements |  | STAGE_3_ENHANCED_INHERITANCE | 90.0% | ENHANCED_CONTEXT_INHERITANCE | False | False | OVERRIDE_NEW_ACTIVITY | {}
1096 | u | Entrance Canopy |  |  | Sqm | 0 | 0 | 24 | 25 | 23 | 0 | 72 | 72 | #ERROR! | #ERROR! |  |  | Chunk_152 | LINE_ITEM | Sqm | STEEL_WORKS | Structural Steel | MS Angles, Plates, Sections |  | Other Building Elements |  | STAGE_3_ENHANCED_INHERITANCE | 90.0% | ENHANCED_CONTEXT_INHERITANCE | False | False | OVERRIDE_NEW_ACTIVITY | {}
1097 | y | Hand railing for Refuge area |  |  | Sqm | 0 | 0 | 0 | 0 | 1 | 0 | 1 | 1 | #ERROR! | #ERROR! |  |  | Chunk_152 | LINE_ITEM | Sqm | STEEL_WORKS | Structural Steel | MS Angles, Plates, Sections |  | Other Building Elements |  | STAGE_3_ENHANCED_INHERITANCE | 90.0% | ENHANCED_CONTEXT_INHERITANCE | False | False | OVERRIDE_NEW_ACTIVITY | {}
1098 | i | 200mm dia pipe |  |  | Nos |  |  | 10 | 10 | 10 |  | 30 | 30 | 732 | 21960 | Notional qty. |  | Chunk_89 | LINE_ITEM | Nos | MEP_ELECTRICAL | PVC pipe |  |  | Other Building Elements |  | STAGE_3_ENHANCED_INHERITANCE | 90.0% | ENHANCED_CONTEXT_INHERITANCE | True | False | INHERITED_WITH_MODIFICATION | {}
1099 | ii | 160mm dia pipe |  |  | Nos |  |  | 155 | 155 | 131 |  | 441 | 441 | 466 | 205506 | Considered 1 No per Kitchen |  | Chunk_89 | LINE_ITEM | Nos | MEP_ELECTRICAL | PVC pipe |  |  | Other Building Elements |  | STAGE_3_ENHANCED_INHERITANCE | 90.0% | ENHANCED_CONTEXT_INHERITANCE | True | False | INHERITED_WITH_MODIFICATION | {}
1100 | iii | 110mm dia pipe |  |  | Nos |  |  | 155 | 155 | 131 |  | 441 | 441 | 312 | 137592 | Considered 1 No per Kitchen |  | Chunk_89 | LINE_ITEM | Nos | MEP_ELECTRICAL | PVC pipe |  |  | Other Building Elements |  | STAGE_3_ENHANCED_INHERITANCE | 90.0% | ENHANCED_CONTEXT_INHERITANCE | True | False | INHERITED_WITH_MODIFICATION | {}
1101 | iv | 75mm dia pipe |  |  | Nos |  |  | 775 | 1045 | 917 |  | 2737 | 2737 | 226 | 618562 | Considered as follows. Per Living Room -1 No Per Bedroom - 1 No Per Toilet - 1 No |  | Chunk_89 | LINE_ITEM | Nos | MEP_ELECTRICAL | PVC pipe |  |  | Other Building Elements |  | STAGE_3_ENHANCED_INHERITANCE | 90.0% | ENHANCED_CONTEXT_INHERITANCE | True | False | INHERITED_WITH_MODIFICATION | {}
1102 | v | 63mm dia pipe |  |  | Nos |  |  | 10 | 10 | 10 |  | 30 | 30 | 186 | 5580 | Notional qty. |  | Chunk_89 | LINE_ITEM | Nos | MEP_ELECTRICAL | PVC pipe |  |  | Other Building Elements |  | STAGE_3_ENHANCED_INHERITANCE | 90.0% | ENHANCED_CONTEXT_INHERITANCE | True | False | INHERITED_WITH_MODIFICATION | {}
1103 | vi | 50mm dia pipe |  |  | Nos |  |  | 1240 | 1375 | 1215 |  | 3830 | 3830 | 167 | 639610 | Considered as follows. Per Kitchen - 2 No Per Toilet - 1 No Sprinkler Pipes per unit - 4 Nos PER UNIT-3 bhk & 5 Nos / 4 BHK |  | Chunk_89 | LINE_ITEM | Nos | MEP_ELECTRICAL | PVC pipe |  |  | Other Building Elements |  | STAGE_3_ENHANCED_INHERITANCE | 90.0% | ENHANCED_CONTEXT_INHERITANCE | True | False | INHERITED_WITH_MODIFICATION | {}
1104 | i | 200mm dia pipe |  |  | Nos | [6 empty] | 0 | RO | 732 | 0 |  |  | Chunk_89 | LINE_ITEM | Nos | MEP_ELECTRICAL | PVC pipe |  |  | Other Building Elements |  | STAGE_3_ENHANCED_INHERITANCE | 90.0% | ENHANCED_CONTEXT_INHERITANCE | True | False | INHERITED_WITH_MODIFICATION | {}
1105 | ii | 160mm dia pipe |  |  | Nos | [6 empty] | 0 | RO | 466 | 0 |  |  | Chunk_89 | LINE_ITEM | Nos | MEP_ELECTRICAL | PVC pipe |  |  | Other Building Elements |  | STAGE_3_ENHANCED_INHERITANCE | 90.0% | ENHANCED_CONTEXT_INHERITANCE | True | False | INHERITED_WITH_MODIFICATION | {}
1106 | iii | 110mm dia pipe |  |  | Nos | [6 empty] | 0 | RO | 312 | 0 |  |  | Chunk_89 | LINE_ITEM | Nos | MEP_ELECTRICAL | PVC pipe |  |  | Other Building Elements |  | STAGE_3_ENHANCED_INHERITANCE | 90.0% | ENHANCED_CONTEXT_INHERITANCE | True | False | INHERITED_WITH_MODIFICATION | {}
1107 | iv | 75mm dia pipe |  |  | Nos | [6 empty] | 0 | RO | 226 | 0 |  |  | Chunk_89 | LINE_ITEM | Nos | MEP_ELECTRICAL | PVC pipe |  |  | Other Building Elements |  | STAGE_3_ENHANCED_INHERITANCE | 90.0% | ENHANCED_CONTEXT_INHERITANCE | True | False | INHERITED_WITH_MODIFICATION | {}
1108 | v | 63mm dia pipe |  |  | Nos | [6 empty] | 0 | RO | 186 | 0 |  |  | Chunk_89 | LINE_ITEM | Nos | MEP_ELECTRICAL | PVC pipe |  |  | Other Building Elements |  | STAGE_3_ENHANCED_INHERITANCE | 90.0% | ENHANCED_CONTEXT_INHERITANCE | True | False | INHERITED_WITH_MODIFICATION | {}
1109 | L 13 | Providing and fixing of PVC sleeve of length up to 300mm of following dia in wall including finishing the wall surface. | [12 empty] | 0 |  |  | Chunk_89_HEADER | HEADER |  | MEP_ELECTRICAL | PVC sleeve |  |  | Other Building Elements | ACTIVITY PRIORITY CORRECTED: Classified as secondary activity, identified specific material 'PVC sleeve'. | STAGE_2_AI_VERIFIED_WITH_ACTIVITY_PRIORITY | 95.0% | AI_HEADER_VERIFICATION_ACTIVITY_PRIORITY |  |  | HEADER_VERIFICATION | {}
1110 | vi | 50mm dia pipe |  |  | Nos | [6 empty] | 0 | RO | 167 | 0 |  |  | Chunk_89 | LINE_ITEM | Nos | MEP_ELECTRICAL | PVC sleeve |  |  | Other Building Elements |  | STAGE_3_ENHANCED_INHERITANCE | 90.0% | ENHANCED_CONTEXT_INHERITANCE | True | False | INHERITED_WITH_MODIFICATION | {}
1111 | a | 450 mm (L) x 160 mm to 200 mm (W) x 300 mm( D/H) +/- 50 mm( For toilet shafts) |  |  | Nos | [6 empty] | 0 | RO | 743 | 0 |  |  | Chunk_89 | LINE_ITEM | Nos | MEP_ELECTRICAL | PVC sleeve |  |  | Other Building Elements |  | STAGE_3_ENHANCED_INHERITANCE | 90.0% | ENHANCED_CONTEXT_INHERITANCE | True | False | INHERITED_WITH_MODIFICATION | {}
1112 | b | 600 mm (L) x 160 mm to 200 mm (W) x 300 mm( D/H) +/- 50 mm( For toilet shafts) |  |  | Nos | [6 empty] | 0 | RO | 966 | 0 |  |  | Chunk_89 | LINE_ITEM | Nos | MEP_ELECTRICAL | PVC sleeve |  |  | Other Building Elements |  | STAGE_3_ENHANCED_INHERITANCE | 90.0% | ENHANCED_CONTEXT_INHERITANCE | True | False | INHERITED_WITH_MODIFICATION | {}
1113 | c | 300 mm (L) x 160 mm to 200 mm (W) x 300 mm( D/H) +/- 50 mm( For kitchen shafts) |  |  | Nos | [6 empty] | 0 | RO | 520 | 0 |  |  | Chunk_89 | LINE_ITEM | Nos | MEP_ELECTRICAL | PVC sleeve |  |  | Other Building Elements |  | STAGE_3_ENHANCED_INHERITANCE | 90.0% | ENHANCED_CONTEXT_INHERITANCE | True | False | INHERITED_WITH_MODIFICATION | {}
1114 | L 2 | Supplying, installing, testing and commissioning of DWC HDPE pipe-SN8 of approved make laid to the required level and making necessary connections inclusive of all specials like bends, tees, offsets, cleanouts, junctions, necessary lead & lifts, including excavation and backfilling etc.,.Complete as per directions of EIC. Location : Lower basement storm water drain works & at locations wherever directed by EIC | [15 empty] | Chunk_79_HEADER | HEADER |  | MEP_PLUMBING | DWC HDPE pipe-SN8 |  |  | Foundations (Substructure) | ACTIVITY PRIORITY CORRECTED: The primary activity is the installation of DWC HDPE pipe for storm water drainage, which falls under MEP Plumbing. Excavation and backfilling are incidental to the pipe laying. | STAGE_2_AI_VERIFIED_WITH_ACTIVITY_PRIORITY | 95.0% | AI_HEADER_VERIFICATION_ACTIVITY_PRIORITY |  |  | HEADER_VERIFICATION | {}
1115 | i | 150/180 mm (ID/OD) dia |  |  | Rmt | 513 | [5 empty] | 0 | 513 | #ERROR! | #ERROR! | Basement 02 |  | Chunk_79 | LINE_ITEM | Rmt | MEP_PLUMBING | DWC HDPE pipe-SN8 |  |  | Other Building Elements |  | STAGE_3_ENHANCED_INHERITANCE | 90.0% | ENHANCED_CONTEXT_INHERITANCE | True | False | INHERITED_WITH_MODIFICATION | {}
1116 | ii | 200/238 (ID/OD) mm dia |  |  | Rmt | 10 | [5 empty] | 0 | 10 | 1918 | 19180 | Not shown in drawing |  | Chunk_79 | LINE_ITEM | Rmt | MEP_PLUMBING | DWC HDPE pipe-SN8 |  |  | Other Building Elements |  | STAGE_3_ENHANCED_INHERITANCE | 90.0% | ENHANCED_CONTEXT_INHERITANCE | True | False | INHERITED_WITH_MODIFICATION | {}
1117 | iii | 250/289 (ID/OD) mm dia |  |  | Rmt | 10 | [5 empty] | 0 | 10 | 2708 | 27080 | Not shown in drawing |  | Chunk_79 | LINE_ITEM | Rmt | MEP_PLUMBING | DWC HDPE pipe-SN8 |  |  | Other Building Elements |  | STAGE_3_ENHANCED_INHERITANCE | 90.0% | ENHANCED_CONTEXT_INHERITANCE | True | False | INHERITED_WITH_MODIFICATION | {}
1118 | iv | 300/358 (ID/OD) mm dia |  |  | Rmt | 10 | [5 empty] | 0 | 10 | 4297 | 42970 | Not shown in drawing |  | Chunk_79 | LINE_ITEM | Rmt | MEP_PLUMBING | DWC HDPE pipe-SN8 |  |  | Other Building Elements |  | STAGE_3_ENHANCED_INHERITANCE | 90.0% | ENHANCED_CONTEXT_INHERITANCE | True | False | INHERITED_WITH_MODIFICATION | {}
1119 | v | 400/480 (ID/OD) mm dia |  |  | Rmt | 10 | [5 empty] | 0 | 10 | 6701 | 67010 | Not shown in drawing |  | Chunk_79 | LINE_ITEM | Rmt | MEP_PLUMBING | DWC HDPE pipe-SN8 |  |  | Other Building Elements |  | STAGE_3_ENHANCED_INHERITANCE | 90.0% | ENHANCED_CONTEXT_INHERITANCE | True | False | INHERITED_WITH_MODIFICATION | {}
1120 |  | viii) Drain pipe puddle flange - 80mm dia |  |  | Each | 4 | [5 empty] | 0 | 4 | #ERROR! | #ERROR! |  |  | Chunk_83 | LINE_ITEM | Each | MEP_PLUMBING | Drain pipe puddle flange |  |  | Other Building Elements |  | STAGE_3_ENHANCED_INHERITANCE | 90.0% | ENHANCED_CONTEXT_INHERITANCE | True | False | INHERITED_WITH_MODIFICATION | {}
1121 |  | vii) Drain pipe puddle flange (80mm dia.) |  |  | Each |  |  | 2 | 2 | 2 | 2 | 8 | 8 | #ERROR! | #ERROR! |  |  | Chunk_85 | LINE_ITEM | Each | MEP_PLUMBING | Drain pipe puddle flange |  |  | Other Building Elements |  | STAGE_3_ENHANCED_INHERITANCE | 90.0% | ENHANCED_CONTEXT_INHERITANCE | True | False | INHERITED_WITH_MODIFICATION | {}
1122 |  | 100mm dia GI puddle flanges for HVAC inlet |  |  | Each | 1 | [5 empty] | 0 | 1 | #ERROR! | #ERROR! |  |  | Chunk_84 | LINE_ITEM | Each | MEP_PLUMBING | GI Puddle Flanges |  |  | Building Installations |  | STAGE_3_ENHANCED_INHERITANCE | 90.0% | ENHANCED_CONTEXT_INHERITANCE | True | False | INHERITED_WITH_MODIFICATION | {}
1123 |  | 100mm dia GI puddle flanges for HVAC inlet |  |  | Each | 1 | [5 empty] | 0 | 1 | #ERROR! | #ERROR! |  |  | Chunk_84 | LINE_ITEM | Each | MEP_PLUMBING | GI Puddle Flanges |  |  | Building Installations |  | STAGE_3_ENHANCED_INHERITANCE | 90.0% | ENHANCED_CONTEXT_INHERITANCE | True | False | INHERITED_WITH_MODIFICATION | {}
1124 |  | 100mm dia GI puddle flanges for outlet pipe from receiving tank to sequential batch reactor (SBR)tank. |  |  | Each | 1 | [5 empty] | 0 | 1 | #ERROR! | #ERROR! |  |  | Chunk_84 | LINE_ITEM | Each | MEP_PLUMBING | GI Puddle Flanges |  |  | Other Building Elements |  | STAGE_3_ENHANCED_INHERITANCE | 90.0% | ENHANCED_CONTEXT_INHERITANCE | True | False | INHERITED_WITH_MODIFICATION | {}
1125 |  | 100mm dia GI puddle flanges- sequential batch reactor tank to Decant Tank. |  |  | Each | 1 | [5 empty] | 0 | 1 | #ERROR! | #ERROR! |  |  | Chunk_84 | LINE_ITEM | Each | MEP_PLUMBING | GI Puddle Flanges |  |  | Other Building Elements |  | STAGE_3_ENHANCED_INHERITANCE | 90.0% | ENHANCED_CONTEXT_INHERITANCE | True | False | INHERITED_WITH_MODIFICATION | {}
1126 |  | 100mm dia GI puddle flanges - Decant tank to Pump room. |  |  | Each | 1 | [5 empty] | 0 | 1 | #ERROR! | #ERROR! |  |  | Chunk_84 | LINE_ITEM | Each | MEP_PLUMBING | GI Puddle Flanges |  |  | Other Building Elements |  | STAGE_3_ENHANCED_INHERITANCE | 90.0% | ENHANCED_CONTEXT_INHERITANCE | True | False | INHERITED_WITH_MODIFICATION | {}
1127 |  | 100mm dia GI puddle flanges - Pump room to Common Treated water tank . |  |  | Each | 1 | [5 empty] | 0 | 1 | #ERROR! | #ERROR! |  |  | Chunk_84 | LINE_ITEM | Each | MEP_PLUMBING | GI Puddle Flanges |  |  | Other Building Elements |  | STAGE_3_ENHANCED_INHERITANCE | 90.0% | ENHANCED_CONTEXT_INHERITANCE | True | False | INHERITED_WITH_MODIFICATION | {}
1128 |  | 150mm dia GI puddle flanges- Pump room. |  |  | Each | 1 | [5 empty] | 0 | 1 | #ERROR! | #ERROR! |  |  | Chunk_84 | LINE_ITEM | Each | MEP_PLUMBING | GI Puddle Flanges |  |  | Other Building Elements |  | STAGE_3_ENHANCED_INHERITANCE | 90.0% | ENHANCED_CONTEXT_INHERITANCE | True | False | INHERITED_WITH_MODIFICATION | {}
1129 |  | 100mm dia GI puddle flanges BAG filter inlet |  |  | Each | 1 | [5 empty] | 0 | 1 | #ERROR! | #ERROR! |  |  | Chunk_84 | LINE_ITEM | Each | MEP_PLUMBING | GI Puddle Flanges |  |  | Other Building Elements |  | STAGE_3_ENHANCED_INHERITANCE | 90.0% | ENHANCED_CONTEXT_INHERITANCE | True | False | INHERITED_WITH_MODIFICATION | {}
1130 |  | Garland drain - 150 mm dia |  |  | Rmt | 637 | [5 empty] | 0 | 637 | #ERROR! | #ERROR! | Item added Periphery of the retaining wall as per Mr. Indrajith Inputs |  | Chunk_86 | LINE_ITEM | Rmt | MEP_PLUMBING | Garland drain |  |  | Other Building Elements |  | STAGE_3_ENHANCED_INHERITANCE | 90.0% | ENHANCED_CONTEXT_INHERITANCE | True | False | INHERITED_WITH_MODIFICATION | {}
1131 |  | Inlet puddle flanges | [12 empty] | 0 |  |  | Chunk_82 | LINE_ITEM |  | MEP_PLUMBING | Inlet puddle flanges |  |  | Other Building Elements |  | STAGE_3_ENHANCED_INHERITANCE | 90.0% | ENHANCED_CONTEXT_INHERITANCE | True | False | INHERITED_WITH_MODIFICATION | {}
1132 | L 6 | Supply, fabrication, fixing, testing and commissioning of GI Class "C" puddle flanged pipes of required sizes for inlet, outlet, vent and overflow pipes. The puddle flanged pipes shall be threaded end up to 80 mm dia and flanged ends above 100 mm dia. All the puddle flanged pipes, plates and fittings shall be galvanized after fabrication as per IS specifications & flanges to be fixed by dummy plate/Cap. | [12 empty] | 0 | All quantities are as per PHE Assumption provided by BEL |  | Chunk_82_HEADER | HEADER |  | MEP_PLUMBING | Mixed Materials |  |  | Other Building Elements | ACTIVITY PRIORITY CORRECTED: Classified as secondary category: MEP_PLUMBING | STAGE_2_AI_VERIFIED_WITH_ACTIVITY_PRIORITY | 95.0% | AI_HEADER_VERIFICATION_ACTIVITY_PRIORITY |  |  | HEADER_VERIFICATION | {}
1133 |  | 300 mm dia |  |  | Each | [6 empty] | 0 | RO |  | 0 |  |  | Chunk_82 | LINE_ITEM | Each | MEP_PLUMBING | Mixed Materials |  |  | Other Building Elements |  | STAGE_3_ENHANCED_INHERITANCE | 90.0% | ENHANCED_CONTEXT_INHERITANCE | True | False | INHERITED_WITH_MODIFICATION | {}
1134 |  | 250mm dia. |  |  | Each | 1 | [5 empty] | 0 | 1 | #ERROR! | #ERROR! |  |  | Chunk_82 | LINE_ITEM | Each | MEP_PLUMBING | Mixed Materials |  |  | Other Building Elements |  | STAGE_3_ENHANCED_INHERITANCE | 90.0% | ENHANCED_CONTEXT_INHERITANCE | True | False | INHERITED_WITH_MODIFICATION | {}
1135 |  | 200mm dia |  |  | Each | [6 empty] | 0 | RO |  | 0 |  |  | Chunk_82 | LINE_ITEM | Each | MEP_PLUMBING | Mixed Materials |  |  | Other Building Elements |  | STAGE_3_ENHANCED_INHERITANCE | 90.0% | ENHANCED_CONTEXT_INHERITANCE | True | False | INHERITED_WITH_MODIFICATION | {}
1136 |  | 100mm dia |  |  | Each | 4 | [5 empty] | 0 | 4 | #ERROR! | #ERROR! |  |  | Chunk_82 | LINE_ITEM | Each | MEP_PLUMBING | Mixed Materials |  |  | Other Building Elements |  | STAGE_3_ENHANCED_INHERITANCE | 90.0% | ENHANCED_CONTEXT_INHERITANCE | True | False | INHERITED_WITH_MODIFICATION | {}
1137 |  | 80mm dia |  |  | Each | [6 empty] | 0 | RO |  | 0 |  |  | Chunk_82 | LINE_ITEM | Each | MEP_PLUMBING | Mixed Materials |  |  | Other Building Elements |  | STAGE_3_ENHANCED_INHERITANCE | 90.0% | ENHANCED_CONTEXT_INHERITANCE | True | False | INHERITED_WITH_MODIFICATION | {}
1138 |  | 65mm dia. |  |  | Each | [6 empty] | 0 | RO |  | 0 |  |  | Chunk_82 | LINE_ITEM | Each | MEP_PLUMBING | Mixed Materials |  |  | Other Building Elements |  | STAGE_3_ENHANCED_INHERITANCE | 90.0% | ENHANCED_CONTEXT_INHERITANCE | True | False | INHERITED_WITH_MODIFICATION | {}
1139 |  | 50mm dia. |  |  | Each | [6 empty] | 0 | RO |  | 0 |  |  | Chunk_82 | LINE_ITEM | Each | MEP_PLUMBING | Mixed Materials |  |  | Other Building Elements |  | STAGE_3_ENHANCED_INHERITANCE | 90.0% | ENHANCED_CONTEXT_INHERITANCE | True | False | INHERITED_WITH_MODIFICATION | {}
1140 |  | 250mm dia |  |  | Each | 2 | [5 empty] | 0 | 2 | #ERROR! | #ERROR! |  |  | Chunk_82 | LINE_ITEM | Each | MEP_PLUMBING | Mixed Materials |  |  | Other Building Elements |  | STAGE_3_ENHANCED_INHERITANCE | 90.0% | ENHANCED_CONTEXT_INHERITANCE | True | False | INHERITED_WITH_MODIFICATION | {}
1141 |  | 150mm dia |  |  | Each | [6 empty] | 0 | RO |  | 0 |  |  | Chunk_82 | LINE_ITEM | Each | MEP_PLUMBING | Mixed Materials |  |  | Other Building Elements |  | STAGE_3_ENHANCED_INHERITANCE | 90.0% | ENHANCED_CONTEXT_INHERITANCE | True | False | INHERITED_WITH_MODIFICATION | {}
1142 |  | 100mm dia |  |  | Each | 6 | [5 empty] | 0 | 6 | #ERROR! | #ERROR! |  |  | Chunk_82 | LINE_ITEM | Each | MEP_PLUMBING | Mixed Materials |  |  | Other Building Elements |  | STAGE_3_ENHANCED_INHERITANCE | 90.0% | ENHANCED_CONTEXT_INHERITANCE | True | False | INHERITED_WITH_MODIFICATION | {}
1143 |  | 65mm dia |  |  | Each | [6 empty] | 0 | RO |  | 0 |  |  | Chunk_82 | LINE_ITEM | Each | MEP_PLUMBING | Mixed Materials |  |  | Other Building Elements |  | STAGE_3_ENHANCED_INHERITANCE | 90.0% | ENHANCED_CONTEXT_INHERITANCE | True | False | INHERITED_WITH_MODIFICATION | {}
1144 |  | 50mm dia. |  |  | Each | [6 empty] | 0 | RO |  | 0 |  |  | Chunk_82 | LINE_ITEM | Each | MEP_PLUMBING | Mixed Materials |  |  | Other Building Elements |  | STAGE_3_ENHANCED_INHERITANCE | 90.0% | ENHANCED_CONTEXT_INHERITANCE | True | False | INHERITED_WITH_MODIFICATION | {}
1145 | L 7 | Supply, fabrication, fixing, testing and commissioning of GI Class" C "puddle flanged pipes of required sizes for inlet, outlet, vent and overflow pipes . The puddle flanged pipes shall be threaded end up to 80mm dia and flanged ends above 100mm dia. All the puddle flanged pipes, plates and fittings shall be galvanized after fabrication as per IS specifications.: | [12 empty] | 0 | All quantities are as per PHE Assumption provided by BEL |  | Chunk_84_HEADER | HEADER |  | MEP_PLUMBING | Mixed Materials |  |  | Other Building Elements | ACTIVITY PRIORITY CORRECTED: Classified as secondary category: MEP_PLUMBING | STAGE_2_AI_VERIFIED_WITH_ACTIVITY_PRIORITY | 95.0% | AI_HEADER_VERIFICATION_ACTIVITY_PRIORITY |  |  | HEADER_VERIFICATION | {}
1146 |  | Approximate Liquid depth = 4.85 m | [12 empty] | 0 |  |  | Chunk_84 | LINE_ITEM |  | MEP_PLUMBING | Mixed Materials |  |  | Other Building Elements |  | STAGE_3_ENHANCED_INHERITANCE | 90.0% | ENHANCED_CONTEXT_INHERITANCE | True | False | INHERITED_WITH_MODIFICATION | {}
1147 | L 8 | Supply, fabrication, fixing, testing and commissioning of GI Class "C" puddle flanged pipes of required sizes for inlet, outlet, vent and overflow pipes. The puddle flanged pipes shall be threaded end up to 80 mm dia and flanged ends above 100 mm dia. All the puddle flanged pipes, plates and fittings shall be galvanized after fabrication as per IS specifications.: | [12 empty] | 0 | All quantities are as per PHE Assumption provided by BEL |  | Chunk_85_HEADER | HEADER |  | MEP_PLUMBING | Mixed Materials |  |  | Other Building Elements | ACTIVITY PRIORITY CORRECTED: Classified as secondary category: MEP_PLUMBING | STAGE_2_AI_VERIFIED_WITH_ACTIVITY_PRIORITY | 95.0% | AI_HEADER_VERIFICATION_ACTIVITY_PRIORITY |  |  | HEADER_VERIFICATION | {}
1148 | A | Over head tank | [12 empty] | 0 |  |  | Chunk_85 | LINE_ITEM |  | MEP_PLUMBING | Mixed Materials |  |  | Other Building Elements | Inherited from header | STAGE_3_STRICT_INHERITANCE_FALLBACK | 85.0% | STRICT_INHERITANCE_FALLBACK | True | False | FALLBACK_BUT_CONTEXT_PRESERVED | {}
1149 |  | Length of Puddle Flange upto 1mt. | [12 empty] | 0 |  |  | Chunk_85 | LINE_ITEM |  | MEP_PLUMBING | Mixed Materials |  |  | Other Building Elements | Inherited from header | STAGE_3_STRICT_INHERITANCE_FALLBACK | 85.0% | STRICT_INHERITANCE_FALLBACK | True | False | FALLBACK_BUT_CONTEXT_PRESERVED | {}
1150 |  | i) Inlet puddle flanges - 150mm dia. |  |  | Each | [6 empty] | 0 | RO | #ERROR! | 0 |  |  | Chunk_85 | LINE_ITEM | Each | MEP_PLUMBING | Mixed Materials |  |  | Other Building Elements | Inherited from header | STAGE_3_STRICT_INHERITANCE_FALLBACK | 85.0% | STRICT_INHERITANCE_FALLBACK | True | False | FALLBACK_BUT_CONTEXT_PRESERVED | {}
1151 |  | 80mm dia |  |  | Each |  |  | 2 | 2 | 2 | 2 | 8 | 8 | #ERROR! | #ERROR! |  |  | Chunk_85 | LINE_ITEM | Each | MEP_PLUMBING | Mixed Materials |  |  | Other Building Elements | Inherited from header | STAGE_3_STRICT_INHERITANCE_FALLBACK | 85.0% | STRICT_INHERITANCE_FALLBACK | True | False | FALLBACK_BUT_CONTEXT_PRESERVED | {}
1152 |  | 40mm dia. |  |  | Each | [6 empty] | 0 | RO | #ERROR! | 0 |  |  | Chunk_85 | LINE_ITEM | Each | MEP_PLUMBING | Mixed Materials |  |  | Other Building Elements | Inherited from header | STAGE_3_STRICT_INHERITANCE_FALLBACK | 85.0% | STRICT_INHERITANCE_FALLBACK | True | False | FALLBACK_BUT_CONTEXT_PRESERVED | {}
1153 |  | ii) Outlet puddle flanges - 150mm dia |  |  | Each |  |  | 4 | 4 | 4 | 4 | 16 | 16 | #ERROR! | #ERROR! |  |  | Chunk_85 | LINE_ITEM | Each | MEP_PLUMBING | Mixed Materials |  |  | Other Building Elements | Inherited from header | STAGE_3_STRICT_INHERITANCE_FALLBACK | 85.0% | STRICT_INHERITANCE_FALLBACK | True | False | FALLBACK_BUT_CONTEXT_PRESERVED | {}
1154 |  | 100mm dia |  |  | Each | [6 empty] | 0 | RO | #ERROR! | 0 |  |  | Chunk_85 | LINE_ITEM | Each | MEP_PLUMBING | Mixed Materials |  |  | Other Building Elements | Inherited from header | STAGE_3_STRICT_INHERITANCE_FALLBACK | 85.0% | STRICT_INHERITANCE_FALLBACK | True | False | FALLBACK_BUT_CONTEXT_PRESERVED | {}
1155 |  | 80mm dia |  |  | Each |  |  | 2 | 2 | 2 | 2 | 8 | 8 | #ERROR! | #ERROR! |  |  | Chunk_85 | LINE_ITEM | Each | MEP_PLUMBING | Mixed Materials |  |  | Other Building Elements | Inherited from header | STAGE_3_STRICT_INHERITANCE_FALLBACK | 85.0% | STRICT_INHERITANCE_FALLBACK | True | False | FALLBACK_BUT_CONTEXT_PRESERVED | {}
1156 |  | 65mm dia |  |  | Each | [6 empty] | 0 | RO | #ERROR! | 0 |  |  | Chunk_85 | LINE_ITEM | Each | MEP_PLUMBING | Mixed Materials |  |  | Other Building Elements | Inherited from header | STAGE_3_STRICT_INHERITANCE_FALLBACK | 85.0% | STRICT_INHERITANCE_FALLBACK | True | False | FALLBACK_BUT_CONTEXT_PRESERVED | {}
1157 |  | 50mm dia |  |  | Each | [6 empty] | 0 | RO | #ERROR! | 0 |  |  | Chunk_85 | LINE_ITEM | Each | MEP_PLUMBING | Mixed Materials |  |  | Other Building Elements | Inherited from header | STAGE_3_STRICT_INHERITANCE_FALLBACK | 85.0% | STRICT_INHERITANCE_FALLBACK | True | False | FALLBACK_BUT_CONTEXT_PRESERVED | {}
1158 |  | iii) Swan neck bend for Vent pipe with mosquito proof mesh (80mm dia) |  |  | Each |  |  | 4 | 4 | 4 | 4 | 16 | 16 | #ERROR! | #ERROR! |  |  | Chunk_85 | LINE_ITEM | Each | MEP_PLUMBING | Mixed Materials |  |  | Other Building Elements | Inherited from header | STAGE_3_STRICT_INHERITANCE_FALLBACK | 85.0% | STRICT_INHERITANCE_FALLBACK | True | False | FALLBACK_BUT_CONTEXT_PRESERVED | {}
1159 |  | iv) 450mm wide Aluminium step ladder |  |  | Each | [6 empty] | 0 | RO | #ERROR! | 0 |  |  | Chunk_85 | LINE_ITEM | Each | MEP_PLUMBING | Mixed Materials |  |  | Other Building Elements | Inherited from header | STAGE_3_STRICT_INHERITANCE_FALLBACK | 85.0% | STRICT_INHERITANCE_FALLBACK | True | False | FALLBACK_BUT_CONTEXT_PRESERVED | {}
1160 | L 9 | Providing & laying perforated PVC pipe of 6 kg/sqcm, wrapped with geo-textile filter cloth of 200 gsm, embedded in aggregate drain of 450 x 600 wrapped with 200 gsm filter cloth and filled with 20 mm aggregate, laid to a slope of 1:500. - Follow as per drawings. Rate excluding cost of aggregate. | [12 empty] | 0 | Sub soil drainage system is not indicated for B.Lumina & same has been confirmed by Mr.Indrajith BV |  | Chunk_86_HEADER | HEADER |  | MEP_PLUMBING | Mixed Materials |  |  | Other Building Elements | ACTIVITY PRIORITY CORRECTED: Classified as secondary category: MEP_PLUMBING | STAGE_2_AI_VERIFIED_WITH_ACTIVITY_PRIORITY | 95.0% | AI_HEADER_VERIFICATION_ACTIVITY_PRIORITY |  |  | HEADER_VERIFICATION | {}
1161 |  | 110mm dia |  |  | Rmt | 192 | [5 empty] | 0 | 192 | #ERROR! | #ERROR! | Alround Drain at 3.0 m center to center and 900mm depth |  | Chunk_86 | LINE_ITEM | Rmt | MEP_PLUMBING | None |  |  | Other Building Elements |  | STAGE_3_ENHANCED_INHERITANCE | 90.0% | ENHANCED_CONTEXT_INHERITANCE | True | False | INHERITED_WITH_MODIFICATION | {}
1162 |  | 160mm dia |  |  | Rmt | 305 | [5 empty] | 0 | 305 | #ERROR! | #ERROR! | As per Mr.Indrajith input, considered 500 feet depth for 160 dia pipe for Storm water tank at Main gate entry at ground floor level |  | Chunk_86 | LINE_ITEM | Rmt | MEP_PLUMBING | None |  |  | Other Building Elements |  | STAGE_3_ENHANCED_INHERITANCE | 90.0% | ENHANCED_CONTEXT_INHERITANCE | True | False | INHERITED_WITH_MODIFICATION | {}
1163 |  | 200mm dia |  |  | Rmt | [6 empty] | 0 | RO | #ERROR! | 0 | Not shown in drawing |  | Chunk_86 | LINE_ITEM | Rmt | MEP_PLUMBING | None |  |  | Other Building Elements |  | STAGE_3_ENHANCED_INHERITANCE | 90.0% | ENHANCED_CONTEXT_INHERITANCE | True | False | INHERITED_WITH_MODIFICATION | {}
1164 |  | 250mm dia |  |  | Rmt | [6 empty] | 0 | RO | #ERROR! | 0 | Not shown in drawing |  | Chunk_86 | LINE_ITEM | Rmt | MEP_PLUMBING | None |  |  | Other Building Elements |  | STAGE_3_ENHANCED_INHERITANCE | 90.0% | ENHANCED_CONTEXT_INHERITANCE | True | False | INHERITED_WITH_MODIFICATION | {}
1165 |  | Outlet puddle flanges | [12 empty] | 0 |  |  | Chunk_82 | LINE_ITEM |  | MEP_PLUMBING | Outlet puddle flanges |  |  | Other Building Elements |  | STAGE_3_ENHANCED_INHERITANCE | 90.0% | ENHANCED_CONTEXT_INHERITANCE | True | False | INHERITED_WITH_MODIFICATION | {}
1166 |  | ii) Outlet puddle flanges - 100mm dia |  |  | Each | 3 | [5 empty] | 0 | 3 | #ERROR! | #ERROR! |  |  | Chunk_83 | LINE_ITEM | Each | MEP_PLUMBING | Outlet puddle flanges |  |  | Other Building Elements |  | STAGE_3_ENHANCED_INHERITANCE | 90.0% | ENHANCED_CONTEXT_INHERITANCE | True | False | INHERITED_WITH_MODIFICATION | {}
1167 |  | ix) Overflow pipe from fire to raw water tank (100 mm dia) |  |  | Each | 3 | [5 empty] | 0 | 3 | #ERROR! | #ERROR! |  |  | Chunk_83 | LINE_ITEM | Each | MEP_PLUMBING | Overflow pipe |  |  | Other Building Elements |  | STAGE_3_ENHANCED_INHERITANCE | 90.0% | ENHANCED_CONTEXT_INHERITANCE | True | False | INHERITED_WITH_MODIFICATION | {}
1168 |  | viii) Overflow pipe from fire to raw water tank (100 mm dia) |  |  | Each |  |  | 2 | 2 | 2 | 2 | 8 | 8 | #ERROR! | #ERROR! |  |  | Chunk_85 | LINE_ITEM | Each | MEP_PLUMBING | Overflow pipe |  |  | Other Building Elements |  | STAGE_3_ENHANCED_INHERITANCE | 90.0% | ENHANCED_CONTEXT_INHERITANCE | True | False | INHERITED_WITH_MODIFICATION | {}
1169 |  | v) Overflow puddle flanges 100mm dia (Raw & Treated water) |  |  | Each | 2 | [5 empty] | 0 | 2 | #ERROR! | #ERROR! |  |  | Chunk_82 | LINE_ITEM | Each | MEP_PLUMBING | Overflow puddle flanges |  |  | Other Building Elements |  | STAGE_3_ENHANCED_INHERITANCE | 90.0% | ENHANCED_CONTEXT_INHERITANCE | True | False | INHERITED_WITH_MODIFICATION | {}
1170 |  | vi) Overflow puddle flanges 300mm dia (Terrace Rain water pipe) |  |  | Each | 1 | [5 empty] | 0 | 1 | #ERROR! | #ERROR! |  |  | Chunk_82 | LINE_ITEM | Each | MEP_PLUMBING | Overflow puddle flanges |  |  | Other Building Elements |  | STAGE_3_ENHANCED_INHERITANCE | 90.0% | ENHANCED_CONTEXT_INHERITANCE | True | False | INHERITED_WITH_MODIFICATION | {}
1171 |  | v) Overflow puddle flanges 80mm dia |  |  | Each |  |  | 2 | 2 | 2 | 2 | 8 | 8 | #ERROR! | #ERROR! |  |  | Chunk_85 | LINE_ITEM | Each | MEP_PLUMBING | Overflow puddle flanges |  |  | Other Building Elements |  | STAGE_3_ENHANCED_INHERITANCE | 90.0% | ENHANCED_CONTEXT_INHERITANCE | True | False | INHERITED_WITH_MODIFICATION | {}
1172 |  | Length of Puddle Flange up to 1mt. | [12 empty] | 0 |  |  | Chunk_84 | LINE_ITEM |  | MEP_PLUMBING | Puddle Flange |  |  | Other Building Elements |  | STAGE_3_ENHANCED_INHERITANCE | 90.0% | ENHANCED_CONTEXT_INHERITANCE | True | False | INHERITED_WITH_MODIFICATION | {}
1173 | L 1 | Supplying, installing, testing and commissioning of R.C.C NP 2 class Hume pipe laid to the required level and gradient & filling tightly collar joints with Hemp & finished to sufficient depth in CM 1 : 3, and filling the excavated trench with approved good quality available earth within site premises, on sides, bottom and top surface of pipe with all leads and lifts, making necessary connections as required etc., complete. ( NOTE : RATE QUOTED TO EXCLUDE COST OF EXCAVATION) | [13 empty] | Considered DWC pipes |  | Chunk_78_HEADER | HEADER |  | MEP_PLUMBING | R.C.C NP 2 class Hume pipe |  |  | Other Building Elements | ACTIVITY PRIORITY CORRECTED: The primary activity is the installation of RCC Hume pipe for drainage, which falls under MEP Plumbing. Excavation is explicitly excluded from this item. | STAGE_2_AI_VERIFIED_WITH_ACTIVITY_PRIORITY | 95.0% | AI_HEADER_VERIFICATION_ACTIVITY_PRIORITY |  |  | HEADER_VERIFICATION | {}
1174 | i | 150 mm dia. |  |  | Rmt | 10 | 5 | 0 | 0 | 0 |  | 0 | 15 | 972 | 14580 | Considered DWC pipes |  | Chunk_78 | LINE_ITEM | Rmt | MEP_PLUMBING | R.C.C NP 2 class Hume pipe |  |  | Other Building Elements |  | STAGE_3_ENHANCED_INHERITANCE | 90.0% | ENHANCED_CONTEXT_INHERITANCE | True | False | INHERITED_WITH_MODIFICATION | {}
1175 | ii | 200 mm dia. |  |  | Rmt | 10 | 5 | 0 | 0 | 0 |  | 0 | 15 | 1137 | 17055 | Considered DWC pipes |  | Chunk_78 | LINE_ITEM | Rmt | MEP_PLUMBING | R.C.C NP 2 class Hume pipe |  |  | Other Building Elements |  | STAGE_3_ENHANCED_INHERITANCE | 90.0% | ENHANCED_CONTEXT_INHERITANCE | True | False | INHERITED_WITH_MODIFICATION | {}
1176 | iii | 300 mm dia. |  |  | Rmt | 10 | 5 | 0 | 0 | 0 |  | 0 | 15 | 1363 | 20445 | Considered DWC pipes |  | Chunk_78 | LINE_ITEM | Rmt | MEP_PLUMBING | R.C.C NP 2 class Hume pipe |  |  | Other Building Elements |  | STAGE_3_ENHANCED_INHERITANCE | 90.0% | ENHANCED_CONTEXT_INHERITANCE | True | False | INHERITED_WITH_MODIFICATION | {}
1177 | iv | 450 mm dia. |  |  | Rmt | 10 | 5 | 0 | 0 | 0 |  | 0 | 15 | 2237 | 33555 | Considered DWC pipes |  | Chunk_78 | LINE_ITEM | Rmt | MEP_PLUMBING | R.C.C NP 2 class Hume pipe |  |  | Other Building Elements |  | STAGE_3_ENHANCED_INHERITANCE | 90.0% | ENHANCED_CONTEXT_INHERITANCE | True | False | INHERITED_WITH_MODIFICATION | {}
1178 | v | 600 mm dia |  |  | Rmt | 10 | 5 | 0 | 0 | 0 |  | 0 | 15 | 3257 | 48855 | Considered DWC pipes |  | Chunk_78 | LINE_ITEM | Rmt | MEP_PLUMBING | R.C.C NP 2 class Hume pipe |  |  | Other Building Elements |  | STAGE_3_ENHANCED_INHERITANCE | 90.0% | ENHANCED_CONTEXT_INHERITANCE | True | False | INHERITED_WITH_MODIFICATION | {}
1179 | A | Sewage Treatment Plant : | [12 empty] | 0 |  |  | Chunk_84 | LINE_ITEM |  | MEP_PLUMBING | Sewage Treatment Plant |  |  | Other Building Elements |  | STAGE_3_ENHANCED_INHERITANCE | 90.0% | ENHANCED_CONTEXT_INHERITANCE | True | False | INHERITED_WITH_MODIFICATION | {}
1180 |  | vii) Sleeves for level controller - 50mm dia |  |  | Each | 3 | [5 empty] | 0 | 3 | #ERROR! | #ERROR! |  |  | Chunk_82 | LINE_ITEM | Each | MEP_PLUMBING | Sleeves for level controller |  |  | Other Building Elements |  | STAGE_3_ENHANCED_INHERITANCE | 90.0% | ENHANCED_CONTEXT_INHERITANCE | True | False | INHERITED_WITH_MODIFICATION | {}
1181 |  | vi) Sleeves for level controller - 50mm dia |  |  | Each |  |  | 2 | 2 | 2 | 2 | 8 | 8 | #ERROR! | #ERROR! |  |  | Chunk_85 | LINE_ITEM | Each | MEP_PLUMBING | Sleeves for level controller |  |  | Other Building Elements |  | STAGE_3_ENHANCED_INHERITANCE | 90.0% | ENHANCED_CONTEXT_INHERITANCE | True | False | INHERITED_WITH_MODIFICATION | {}
1182 | B | Storm water sump | [12 empty] | 0 |  |  | Chunk_83 | LINE_ITEM |  | MEP_PLUMBING | Storm water sump |  |  | Other Building Elements |  | STAGE_3_ENHANCED_INHERITANCE | 90.0% | ENHANCED_CONTEXT_INHERITANCE | True | False | INHERITED_WITH_MODIFICATION | {}
1183 |  | iii) Swan neck bend for Vent pipe with mosquito proof mesh (100mm dia) |  |  | Each | 8 | [5 empty] | 0 | 8 | #ERROR! | #ERROR! |  |  | Chunk_82 | LINE_ITEM | Each | MEP_PLUMBING | Swan neck bend for Vent pipe with mosquito proof mesh |  |  | Other Building Elements |  | STAGE_3_ENHANCED_INHERITANCE | 90.0% | ENHANCED_CONTEXT_INHERITANCE | True | False | INHERITED_WITH_MODIFICATION | {}
1184 |  | i) Swan neck bend for Vent pipe with mosquito proof mesh(100mm dia) |  |  | Each | 6 | [5 empty] | 0 | 6 | #ERROR! | #ERROR! |  |  | Chunk_83 | LINE_ITEM | Each | MEP_PLUMBING | Swan neck bend for Vent pipe with mosquito proof mesh |  |  | Other Building Elements |  | STAGE_3_ENHANCED_INHERITANCE | 90.0% | ENHANCED_CONTEXT_INHERITANCE | True | False | INHERITED_WITH_MODIFICATION | {}
1185 | A | UG Sump Tank | [12 empty] | 0 |  |  | Chunk_82 | LINE_ITEM |  | MEP_PLUMBING | UG Sump Tank |  |  | Other Building Elements |  | STAGE_3_ENHANCED_INHERITANCE | 90.0% | ENHANCED_CONTEXT_INHERITANCE | True | False | INHERITED_WITH_MODIFICATION | {}
1186 | R 5 | SWIMMING POOL WATERPROOFING : High End Acrylic Method The surface shall be prepared thoroughly by chipping all loose material/mortar, cleaned with wire brush and coir brush in order to remove all loose & deleterious matter, dust etc. • 25 mm deep “V” grooves shall be cut along concrete junctions and construction joints, and shall be filled with polymer modified mortar (1:3 CM admixed with SIKA LATEX /EQUIVALENT at a dosage of 300ml per bag of cement) with proper coving at corners. • The swimming pool shall be filled with water to its full capacity • Leakages if any shall be marked. 12 mm dia GI Nipples shall be fixed at leakage points weak locations, and along construction joints and pressure grouted using neat cement slurry admixed with grouting additive CERA EXPAN – 250/Equivalent at a dosage of 225 Gms per bag of cement using 40 psi hand pump. • Water shall be removed and the waterbody shall be cleaned thoroughly to remove all loose particles, dust etc. • Elastic liquid applied crack bridging, 2 pack acrylic cementitious waterproofing system SIKA TOP SEAL 109 HI shall be applied@ 2.2kg Per Sq.M (For two coats) . Glass fibre mesh shall be used as reinforcement between the two coats. When the second coat is in tacky condition, quartz sand shall be sprinkled to act as a key for bonding the plastering for wall area. • 20mm thick 1:4 CM plastering shall be done for wall and floor mixed with polymer additive bonding agent SIKA LATEX/ EQUIVALENT @ dosage 300ml per bag of cement and cured. • Required thick screed concreting admixed with waterproofing compound SIKA PLASTOCRETE / EQUIVALENT @ 200ml per bag of cement shall be done for floor area and cured Mode of Measurement : Applied/ Laid Surface area. Note: Cost of 20mm thk waterproof plaster & protective screed concreting shall be measured & paid under relevant line item of works. Location: Swimming Pool Inner Walls & floor | [13 empty] | Pool area, Pool service area and deck area considered |  | Chunk_171 | LINE_ITEM |  | OTHERS | Acrylic Cementitious Waterproofing System |  |  | Other Building Elements |  | STAGE_3_ENHANCED_INHERITANCE | 90.0% | ENHANCED_CONTEXT_INHERITANCE | False | False | OVERRIDE_UNIT_CONTRADICTION | {}
1187 | J 8 | Providing & Applying Hack - Aid Plast/ approved equivalent bonding construction chemical on RCC surface to receive SCREED /GRANO flooring including thoroughly cleaning the surface to remove all the dead mortar, laitance etc., as per manufacturer's specification/ detailed drawings and as directed by Engineer - in charge. |  |  | Sqm | 500 | [5 empty] | 0 | 500 | 81 | 40500 | Considered the screed area |  | Chunk_66 | LINE_ITEM | Sqm | OTHERS | Bonding Construction Chemical |  |  | Load-bearing Structural Frame |  | STAGE_3_ENHANCED_INHERITANCE | 90.0% | ENHANCED_CONTEXT_INHERITANCE | False | False | OVERRIDE_NEW_ACTIVITY | {}
1188 | Q 1 | False ceiling grid system (CEPRO): Providing and fixing tiled false ceiling of specified materials of size 595x595 mm in true horizontal level, suspended on inter locking metal grid of hot dipped galvanized steel sections(galvanized @120 grams/sqm, both side inclusive)consisting of heavy duty Main "T" runner with suitably spaced joints to get required length and of size 24x38mm made from 0.30mm thick(minimum) sheet (0.26kg.rmt), spaced at 1200 mm center to center and cross "T" of size 24x26mm made of 0.30 mm thick(minimum) sheet (0.2kg/rmt), 1200 mm long spaced between main "T" at 600 mm center to center to form a grid of 1200 x600 mm and secondary cross "T" of length 600mm and size 24x26 mm made of 0.30 mm thick (Minimum) sheet (0.2kg/rmt) to be interlocked to form grids of 600x600mm and wall angle of size 24x24x0.40 mm (0.16kg/rmt) and laying false ceiling tiles of approved texture. Rate to include Sealing of junctions in false ceiling using colourless PU sealant at ceiling and wall junctions, as per directions of EIC False ceiling suspension system (CEPRO): False ceiling (Tiles, Panels) shall be suspended with frame work and accessories complete from roof slabs, beams,etc, by means of 2.8mm dia galvanized hanger, Tee Runner and edge trim etc. The suspension system consists of 6mm anchor bolt which will be directly anchored to the ceiling, 2.8 mm hanger shall be connecting the anchor bolt & the “J Hook” System to hold the main "T”. Note: Packing should be checked at the time of dispatch at site, for certifications." Including laying Aerolite- Eco friendly lightweight Calcium silicate false ceiling tiles panel size of 595 mm x 595 mm 15 mm with Integral Densified edges all around the corners. Spectra texture Tile with Butt edge. Make: Grid materials- CEPRO Calcium silicate tiles: Aerolite Rate including the cost of making openings for light fittings, grills, diffusers, cut outs made with frame of perimeter channels suitably fixed, all complete as per drawings, specification, and direction of the Engineer in Charge | [15 empty] | Chunk_154_HEADER | HEADER |  | OTHERS | Calcium silicate false ceiling tiles |  |  | Load-bearing Structural Frame | ACTIVITY PRIORITY CONFIRMED: Fixing false ceiling | STAGE_2_AI_VERIFIED_WITH_ACTIVITY_PRIORITY | 95.0% | AI_HEADER_VERIFICATION_ACTIVITY_PRIORITY |  |  | HEADER_VERIFICATION | {}
1189 | a | Location : Toilet false ceiling at all levels & at locations wherever directed by EIC. |  |  | Sqm |  |  | 1240 | 1256 | 1572 |  | 4068 | 4068 | #ERROR! | #ERROR! | Conisdered the MBR & Common Toilet Area |  | Chunk_154 | LINE_ITEM | Sqm | OTHERS | Calcium silicate false ceiling tiles |  |  | Other Building Elements |  | STAGE_3_ENHANCED_INHERITANCE | 90.0% | ENHANCED_CONTEXT_INHERITANCE | True | False | INHERITED_NO_CHANGE | {}
1190 |  | Basement-3 floor lvl to Stilt floor level |  |  | Sqm |  |  | 79 | 85 | 89 |  | 253 | 253 | #ERROR! | #ERROR! |  |  | Chunk_109 | LINE_ITEM | Sqm | OTHERS | Cement Based Grout |  |  | Foundations (Substructure) |  | STAGE_3_ENHANCED_INHERITANCE | 90.0% | ENHANCED_CONTEXT_INHERITANCE | True | False | INHERITED_WITH_MODIFICATION | {}
1191 |  | Providing & grouting with CEMENT BASED GROUT of BAL-ENDURA / LATICRETE or equivalent etc., complete (quote for grouting works only). |  |  | Sqm | [6 empty] | 0 | RO | #ERROR! | 0 |  |  | Chunk_108_HEADER | HEADER |  | OTHERS | Cement Based Grout |  |  | Other Building Elements | ACTIVITY PRIORITY CONFIRMED: Grouting | STAGE_2_AI_VERIFIED_WITH_ACTIVITY_PRIORITY | 90.0% | AI_HEADER_VERIFICATION_ACTIVITY_PRIORITY |  |  | HEADER_VERIFICATION | {}
1192 |  | Ground Floor to 5th floor |  |  | Sqm |  |  | 577 | 675 | 565 |  | 1817 | 1817 | #ERROR! | #ERROR! |  |  | Chunk_108 | LINE_ITEM | Sqm | OTHERS | Cement Based Grout |  |  | Other Building Elements |  | STAGE_3_ENHANCED_INHERITANCE | 90.0% | ENHANCED_CONTEXT_INHERITANCE | True | False | INHERITED_WITH_MODIFICATION | {}
1193 |  | 6th floor to 10th floor |  |  | Sqm |  |  | 540 | 600 | 530 |  | 1670 | 1670 | #ERROR! | #ERROR! |  |  | Chunk_108 | LINE_ITEM | Sqm | OTHERS | Cement Based Grout |  |  | Other Building Elements |  | STAGE_3_ENHANCED_INHERITANCE | 90.0% | ENHANCED_CONTEXT_INHERITANCE | True | False | INHERITED_NO_CHANGE | {}
1194 |  | 11th floor to 15th floor |  |  | Sqm |  |  | 540 | 600 | 530 |  | 1670 | 1670 | #ERROR! | #ERROR! |  |  | Chunk_108 | LINE_ITEM | Sqm | OTHERS | Cement Based Grout |  |  | Other Building Elements |  | STAGE_3_ENHANCED_INHERITANCE | 90.0% | ENHANCED_CONTEXT_INHERITANCE | True | False | INHERITED_NO_CHANGE | {}
1195 |  | 16th floor to 20th floor |  |  | Sqm |  |  | 432 | 480 | 512 |  | 1424 | 1424 | #ERROR! | #ERROR! |  |  | Chunk_108 | LINE_ITEM | Sqm | OTHERS | Cement Based Grout |  |  | Other Building Elements |  | STAGE_3_ENHANCED_INHERITANCE | 90.0% | ENHANCED_CONTEXT_INHERITANCE | True | False | INHERITED_NO_CHANGE | {}
1196 |  | 20th floor lvl to Terrace |  |  | Sqm |  |  | 0 | 0 | 176 |  | 176 | 176 | #ERROR! | #ERROR! |  |  | Chunk_108 | LINE_ITEM | Sqm | OTHERS | Cement Based Grout |  |  | Other Building Elements |  | STAGE_3_ENHANCED_INHERITANCE | 90.0% | ENHANCED_CONTEXT_INHERITANCE | True | False | INHERITED_NO_CHANGE | {}
1197 |  | Providing & grouting with CEMENT BASED GROUT of BAL-ENDURA / LATICRETE or equivalent etc., complete (quote for grouting works only). |  |  | Sqm | [6 empty] | 0 | RO | #ERROR! | 0 |  |  | Chunk_109_HEADER | HEADER |  | OTHERS | Cement Based Grout |  |  | Other Building Elements | ACTIVITY PRIORITY CONFIRMED: Grouting | STAGE_2_AI_VERIFIED_WITH_ACTIVITY_PRIORITY | 90.0% | AI_HEADER_VERIFICATION_ACTIVITY_PRIORITY |  |  | HEADER_VERIFICATION | {}
1198 |  | Ground Floor to 5th floor |  |  | Sqm |  |  | 539 | 648 | 463 |  | 1650 | 1650 | #ERROR! | #ERROR! |  |  | Chunk_109 | LINE_ITEM | Sqm | OTHERS | Cement Based Grout |  |  | Other Building Elements |  | STAGE_3_ENHANCED_INHERITANCE | 90.0% | ENHANCED_CONTEXT_INHERITANCE | True | False | INHERITED_WITH_MODIFICATION | {}
1199 |  | 6th floor to 10th floor |  |  | Sqm |  |  | 450 | 555 | 380 |  | 1385 | 1385 | #ERROR! | #ERROR! |  |  | Chunk_109 | LINE_ITEM | Sqm | OTHERS | Cement Based Grout |  |  | Other Building Elements |  | STAGE_3_ENHANCED_INHERITANCE | 90.0% | ENHANCED_CONTEXT_INHERITANCE | True | False | INHERITED_WITH_MODIFICATION | {}
1200 |  | 11th floor to 15th floor |  |  | Sqm |  |  | 450 | 555 | 380 |  | 1385 | 1385 | #ERROR! | #ERROR! |  |  | Chunk_109 | LINE_ITEM | Sqm | OTHERS | Cement Based Grout |  |  | Other Building Elements |  | STAGE_3_ENHANCED_INHERITANCE | 90.0% | ENHANCED_CONTEXT_INHERITANCE | True | False | INHERITED_WITH_MODIFICATION | {}
1201 |  | 16th floor to 20th floor |  |  | Sqm |  |  | 360 | 444 | 380 |  | 1184 | 1184 | #ERROR! | #ERROR! |  |  | Chunk_109 | LINE_ITEM | Sqm | OTHERS | Cement Based Grout |  |  | Other Building Elements |  | STAGE_3_ENHANCED_INHERITANCE | 90.0% | ENHANCED_CONTEXT_INHERITANCE | True | False | INHERITED_WITH_MODIFICATION | {}
1202 |  | 20th floor lvl to Terrace |  |  | Sqm |  |  | 0 | 0 | 152 |  | 152 | 152 | #ERROR! | #ERROR! |  |  | Chunk_109 | LINE_ITEM | Sqm | OTHERS | Cement Based Grout |  |  | Other Building Elements |  | STAGE_3_ENHANCED_INHERITANCE | 90.0% | ENHANCED_CONTEXT_INHERITANCE | True | False | INHERITED_WITH_MODIFICATION | {}
1203 |  | Providing & grouting with CEMENT BASED GROUT of BAL-ENDURA / LATICRETE or equivalent etc., complete (quote for grouting works only). |  |  | Sqm | [6 empty] | 0 | RO | #ERROR! | 0 |  |  | Chunk_110_HEADER | HEADER |  | OTHERS | Cement Based Grout |  |  | Other Building Elements | ACTIVITY PRIORITY CONFIRMED: Grouting | STAGE_2_AI_VERIFIED_WITH_ACTIVITY_PRIORITY | 95.0% | AI_HEADER_VERIFICATION_ACTIVITY_PRIORITY |  |  | HEADER_VERIFICATION | {}
1204 |  | Providing & grouting with CEMENT BASED GROUT of BAL-ENDURA / LATICRETE or equivalent ,etc., complete (quote for grouting works only). |  |  | Sqm | [6 empty] | 0 | RO | #ERROR! | 0 |  |  | Chunk_113_HEADER | HEADER |  | OTHERS | Cement Based Grout |  |  | Other Building Elements | ACTIVITY PRIORITY CONFIRMED: Grouting | STAGE_2_AI_VERIFIED_WITH_ACTIVITY_PRIORITY | 95.0% | AI_HEADER_VERIFICATION_ACTIVITY_PRIORITY |  |  | HEADER_VERIFICATION | {}
1205 |  | Providing & grouting with CEMENT BASED GROUT of BAL-ENDURA / LATICRETE or equivalent ,etc., complete (quote for grouting works only). |  |  | Sqm | [6 empty] | 0 | RO | #ERROR! | 0 |  |  | Chunk_115_HEADER | HEADER |  | OTHERS | Cement Based Grout |  |  | Other Building Elements | ACTIVITY PRIORITY CONFIRMED: grouting | STAGE_2_AI_VERIFIED_WITH_ACTIVITY_PRIORITY | 95.0% | AI_HEADER_VERIFICATION_ACTIVITY_PRIORITY |  |  | HEADER_VERIFICATION | {}
1206 |  | Providing & grouting with CEMENT BASED GROUT of BAL-ENDURA / LATICRETE or equivalent etc., complete (quote for grouting works only). |  |  | Sqm | [6 empty] | 0 | RO | #ERROR! | 0 |  |  | Chunk_117_HEADER | HEADER |  | OTHERS | Cement Based Grout |  |  | Other Building Elements | ACTIVITY PRIORITY CONFIRMED: grouting | STAGE_2_AI_VERIFIED_WITH_ACTIVITY_PRIORITY | 95.0% | AI_HEADER_VERIFICATION_ACTIVITY_PRIORITY |  |  | HEADER_VERIFICATION | {}
1207 |  | Ground Floor to 5th floor |  |  | Sqm |  |  | 195 | 211 | 352 |  | 758 | 758 | #ERROR! | #ERROR! |  |  | Chunk_117 | LINE_ITEM | Sqm | OTHERS | Cement Based Grout |  |  | Other Building Elements |  | STAGE_3_ENHANCED_INHERITANCE | 90.0% | ENHANCED_CONTEXT_INHERITANCE | True | False | INHERITED_WITH_MODIFICATION | {}
1208 |  | 6th floor to 10th floor |  |  | Sqm |  |  | 180 | 190 | 330 |  | 700 | 700 | #ERROR! | #ERROR! |  |  | Chunk_117 | LINE_ITEM | Sqm | OTHERS | Cement Based Grout |  |  | Other Building Elements |  | STAGE_3_ENHANCED_INHERITANCE | 90.0% | ENHANCED_CONTEXT_INHERITANCE | True | False | INHERITED_WITH_MODIFICATION | {}
1209 |  | 11th floor to 15th floor |  |  | Sqm |  |  | 180 | 190 | 330 |  | 700 | 700 | #ERROR! | #ERROR! |  |  | Chunk_117 | LINE_ITEM | Sqm | OTHERS | Cement Based Grout |  |  | Other Building Elements |  | STAGE_3_ENHANCED_INHERITANCE | 90.0% | ENHANCED_CONTEXT_INHERITANCE | True | False | INHERITED_WITH_MODIFICATION | {}
1210 |  | 16th floor to 20th floor |  |  | Sqm |  |  | 144 | 152 | 319 |  | 615 | 615 | #ERROR! | #ERROR! |  |  | Chunk_117 | LINE_ITEM | Sqm | OTHERS | Cement Based Grout |  |  | Other Building Elements |  | STAGE_3_ENHANCED_INHERITANCE | 90.0% | ENHANCED_CONTEXT_INHERITANCE | True | False | INHERITED_WITH_MODIFICATION | {}
1211 |  | 21st floor to 25th floor |  |  | Sqm |  |  | 0 | 0 | 110 |  | 110 | 110 | #ERROR! | #ERROR! |  |  | Chunk_117 | LINE_ITEM | Sqm | OTHERS | Cement Based Grout |  |  | Other Building Elements |  | STAGE_3_ENHANCED_INHERITANCE | 90.0% | ENHANCED_CONTEXT_INHERITANCE | True | False | INHERITED_WITH_MODIFICATION | {}
1212 |  | 26th floor to 27th floor |  |  | Sqm | [6 empty] | 0 | RO | #ERROR! | 0 |  |  | Chunk_117 | LINE_ITEM | Sqm | OTHERS | Cement Based Grout |  |  | Other Building Elements |  | STAGE_3_ENHANCED_INHERITANCE | 90.0% | ENHANCED_CONTEXT_INHERITANCE | True | False | INHERITED_WITH_MODIFICATION | {}
1213 |  | Providing & grouting with CEMENT BASED GROUT of BAL-ENDURA / LATICRETE or equivalent etc., complete (quote for grouting works only). |  |  | Sqm | [6 empty] | 0 | RO | #ERROR! | 0 |  |  | Chunk_118_HEADER | HEADER |  | OTHERS | Cement Based Grout |  |  | Other Building Elements | ACTIVITY PRIORITY CONFIRMED: grouting | STAGE_2_AI_VERIFIED_WITH_ACTIVITY_PRIORITY | 95.0% | AI_HEADER_VERIFICATION_ACTIVITY_PRIORITY |  |  | HEADER_VERIFICATION | {}
1214 |  | Providing & grouting with CEMENT BASED GROUT of BAL-ENDURA / LATICRETE or equivalent etc., complete (quote for grouting works only). |  |  | Sqm | [6 empty] | 0 | RO | #ERROR! | 0 |  |  | Chunk_120_HEADER | HEADER |  | OTHERS | Cement Based Grout |  |  | Other Building Elements | ACTIVITY PRIORITY CONFIRMED: Grouting | STAGE_2_AI_VERIFIED_WITH_ACTIVITY_PRIORITY | 95.0% | AI_HEADER_VERIFICATION_ACTIVITY_PRIORITY |  |  | HEADER_VERIFICATION | {}
1215 |  | Providing & grouting with CEMENT BASED GROUT of BAL-ENDURA / LATICRETE or equivalent ,etc., complete (quote for grouting works only). |  |  | Sqm | [6 empty] | 0 | RO | #ERROR! | 0 |  |  | Chunk_124_HEADER | HEADER |  | OTHERS | Cement Based Grout |  |  | Other Building Elements | ACTIVITY PRIORITY CONFIRMED: Grouting | STAGE_2_AI_VERIFIED_WITH_ACTIVITY_PRIORITY | 95.0% | AI_HEADER_VERIFICATION_ACTIVITY_PRIORITY |  |  | HEADER_VERIFICATION | {}
1216 |  | Providing & grouting 6mm wide with CEMENT BASED Non Shrink free flow grout /GP2 of Fosroc or equivalent ,etc., complete (quote for grouting works only). |  |  | Sqm |  |  | 796 | 994 | 740 | 253 | 2783 | 2783 | 52 | 144716 |  |  | Chunk_126_HEADER | HEADER |  | OTHERS | Cement Based Grout |  |  | Other Building Elements | ACTIVITY PRIORITY CONFIRMED: Grouting | STAGE_2_AI_VERIFIED_WITH_ACTIVITY_PRIORITY | 95.0% | AI_HEADER_VERIFICATION_ACTIVITY_PRIORITY |  |  | HEADER_VERIFICATION | {}
1217 |  | Providing & grouting 6mm wide with CEMENT BASED Non Shrink free flow grout /GP2 of Fosroc or equivalent ,etc., complete (quote for grouting works only). |  |  | Sqm |  |  | 0 | 0 | 0 |  | 0 | RO |  | 0 |  |  | Chunk_129_HEADER | HEADER |  | OTHERS | Cement Based Grout |  |  | Other Building Elements | ACTIVITY PRIORITY CONFIRMED: Grouting | STAGE_2_AI_VERIFIED_WITH_ACTIVITY_PRIORITY | 95.0% | AI_HEADER_VERIFICATION_ACTIVITY_PRIORITY |  |  | HEADER_VERIFICATION | {}
1218 | A 10 | Supplying, diluting & injecting chemical emulsion for pre-constructional Anti - termite treatment works with approved quality pest control treatment, creating a continuous chemical barrier under & all-round the sides of- Retaining wall, column pits, wall trenches, basement excavation, top surface of plinth filling, junction of wall & floor, along external perimeter of building, expansion joints, over the top surface of consolidated earth on which apron is to be laid, surroundings of pipes & conduits, below grade slab, sides of trenches/ drains, etc. complete to required depths as per specifications, Using Chlorpyriphos 20% EC or equivalent and it will be 1 : 20 (1 litre of chemical : 20 liters of water) & to be sprayed to cover 5 lts/ Sq. Mt at all levels & heights and shall be in conformance with IS 6313 (Part 2) : 2022. NOTE: Before execution discuss / ascertain / confirmation with EIC, extent of anti termite treatment to be done & on mode of measurement shall be limited to applied surface only |  |  | Sqm | 10100 | 967 |  |  |  |  | 0 | 11067 | 105 | 1162035 | Basement footprint area considered |  | Chunk_9_HEADER | HEADER |  | OTHERS | Chemical Emulsion (Anti-termite) |  |  | Foundations (Substructure) | ACTIVITY PRIORITY CORRECTED: Original classification 'EXCAVATION_EARTHWORK' is incorrect as anti-termite treatment is a chemical application, not an excavation activity. Reclassified as 'OTHERS' as it is a specialized treatment not fitting other defined categories. Not a Prime Seven category. Material grade and dimensions are not applicable per 'OTHERS' schema. | STAGE_2_AI_VERIFIED_WITH_ACTIVITY_PRIORITY | 95.0% | AI_HEADER_VERIFICATION_ACTIVITY_PRIORITY |  |  | HEADER_VERIFICATION | {}
1219 | i | 450 mm x50 mm thick with 50 mm dia perforations. |  |  | sqm | [6 empty] | 0 | RO | #ERROR! | 0 |  |  | Chunk_88 | LINE_ITEM | sqm | OTHERS | Concrete Panels |  |  | Other Building Elements |  | STAGE_3_ENHANCED_INHERITANCE | 90.0% | ENHANCED_CONTEXT_INHERITANCE | False | False | OVERRIDE_UNIT_CONTRADICTION | {}
1220 | ii | 450 mm x50 mm thick without perforations. |  |  | sqm | [6 empty] | 0 | RO | #ERROR! | 0 |  |  | Chunk_88 | LINE_ITEM | sqm | OTHERS | Concrete Panels |  |  | Other Building Elements |  | STAGE_3_ENHANCED_INHERITANCE | 90.0% | ENHANCED_CONTEXT_INHERITANCE | False | False | OVERRIDE_UNIT_CONTRADICTION | {}
1221 | iii | 600 mm x 75mm thick with 50 mm dia perforations. |  |  | sqm | 382 | [5 empty] | 0 | 382 | 2250 | 859500 | For surface water drain cover 636.54 Rmt |  | Chunk_88 | LINE_ITEM | sqm | OTHERS | Concrete Panels |  |  | Other Building Elements |  | STAGE_3_ENHANCED_INHERITANCE | 90.0% | ENHANCED_CONTEXT_INHERITANCE | False | False | OVERRIDE_UNIT_CONTRADICTION | {}
1222 | iv | 600 mm x 75mm thick without perforations |  |  | sqm | [6 empty] | 0 | RO | #ERROR! | 0 |  |  | Chunk_88 | LINE_ITEM | sqm | OTHERS | Concrete Panels |  |  | Other Building Elements |  | STAGE_3_ENHANCED_INHERITANCE | 90.0% | ENHANCED_CONTEXT_INHERITANCE | False | False | OVERRIDE_UNIT_CONTRADICTION | {}
1223 |  | (a). Dimensional Tolerances, (b). General Flatness, Twist, Curving and Warping | [15 empty] | Chunk_66 | LINE_ITEM |  | OTHERS | Door Test Parameters |  |  | Other Building Elements |  | STAGE_3_ENHANCED_INHERITANCE | 90.0% | ENHANCED_CONTEXT_INHERITANCE | False | False | OVERRIDE_NEW_ACTIVITY | {}
1224 | i | Groove size - 50mm wide x 30mm deep drainage groove along the centre of ramp |  |  | Rmt | 184 | 0 |  |  |  |  | 0 | 184 | #ERROR! | #ERROR! | Along the centre of ramp |  | Chunk_66 | LINE_ITEM | Rmt | OTHERS | Drainage Groove |  |  | Other Building Elements |  | STAGE_3_ENHANCED_INHERITANCE | 90.0% | ENHANCED_CONTEXT_INHERITANCE | False | False | OVERRIDE_NEW_ACTIVITY | {}
1225 | I 14 | Providing and fixing of EPDM Column Guard of Arpitha make or equivalent to protect parking area columns of size 100mm X 100mm with curved profile, 1000mm length and 20mm thick with yellow reflective sticker including necessary GI clamps, anchoring in position with suitable screws and as per manufacturer specification, etc. complete, all as directed by EIC. Location: Basement-3, basement-1, Ground Floor/ Stilt level parking. |  |  | Nos |  |  | 370 | 658 | 524 | 0 | 1552 | 1552 | #ERROR! | #ERROR! |  |  | Chunk_60_HEADER | HEADER |  | OTHERS | EPDM Column Guard |  |  | Foundations (Substructure) | ACTIVITY PRIORITY CORRECTED: The activity is fixing a protective guard, which does not fit any Prime Seven or specific secondary category like MEP. Classified as OTHERS. | STAGE_2_AI_VERIFIED_WITH_ACTIVITY_PRIORITY | 90.0% | AI_HEADER_VERIFICATION_ACTIVITY_PRIORITY |  |  | HEADER_VERIFICATION | {}
1226 |  | Providing & grouting with EPOXY BASED GROUT of BAL-ENDURA / LATICRETE or equivalent etc., complete (quote for grouting works only). Location : Apartment units flooring & at locations wherever directed by EIC. |  |  | Sqm |  |  | 6706 | 9958 | 9043 |  | 25707 | 25707 | #ERROR! | #ERROR! |  |  | Chunk_107 | LINE_ITEM | Sqm | OTHERS | EPOXY BASED GROUT |  |  | Other Building Elements |  | STAGE_3_ENHANCED_INHERITANCE | 90.0% | ENHANCED_CONTEXT_INHERITANCE | False | False | OVERRIDE_NEW_ACTIVITY | {}
1227 |  | Providing & grouting with EPOXY BASED GROUT of BAL-ENDURA / LATICRETE or equivalent etc., complete (quote for grouting works only). Location : Apartment units flooring & at locations wherever directed by EIC. |  |  | Sqm |  |  | 2089 | 2355 | 2313 |  | 6757 | 6757 | #ERROR! | #ERROR! |  |  | Chunk_108 | LINE_ITEM | Sqm | OTHERS | EPOXY BASED GROUT |  |  | Other Building Elements |  | STAGE_3_ENHANCED_INHERITANCE | 90.0% | ENHANCED_CONTEXT_INHERITANCE | True | False | INHERITED_WITH_MODIFICATION | {}
1228 |  | Providing & grouting with EPOXY BASED GROUT of BAL-ENDURA / LATICRETE or equivalent etc., complete (quote for grouting works only). Location : common area corridor/ Lobby flooring & at locations wherever directed by EIC. |  |  | Sqm |  |  | 1878 | 2287 | 1844 |  | 6009 | 6009 | #ERROR! | #ERROR! |  |  | Chunk_109 | LINE_ITEM | Sqm | OTHERS | EPOXY BASED GROUT |  |  | Other Building Elements |  | STAGE_3_ENHANCED_INHERITANCE | 90.0% | ENHANCED_CONTEXT_INHERITANCE | True | False | INHERITED_WITH_MODIFICATION | {}
1229 |  | Providing & grouting with EPOXY BASED GROUT of BAL-ENDURA / LATICRETE or equivalent ,etc., complete (quote for grouting works only). Location : lift lobby dado & at locations wherever directed by EIC. |  |  | Sqm |  |  | 75 | 75 | 88 |  | 238 | 238 | #ERROR! | #ERROR! |  |  | Chunk_112 | LINE_ITEM | Sqm | OTHERS | EPOXY BASED GROUT |  |  | Other Building Elements |  | STAGE_3_ENHANCED_INHERITANCE | 90.0% | ENHANCED_CONTEXT_INHERITANCE | False | False | OVERRIDE_NEW_ACTIVITY | {}
1230 |  | Providing & grouting with EPOXY BASED GROUT of BAL-ENDURA / LATICRETE or equivalent ,etc., complete (quote for grouting works only). Location : Maids room flooring & at locations wherever directed by EIC. |  |  | Sqm |  |  | 699 | 743 | 1441 |  | 2883 | 2883 | #ERROR! | #ERROR! |  |  | Chunk_117 | LINE_ITEM | Sqm | OTHERS | Epoxy Based Grout |  |  | Other Building Elements |  | STAGE_3_ENHANCED_INHERITANCE | 90.0% | ENHANCED_CONTEXT_INHERITANCE | True | False | INHERITED_WITH_MODIFICATION | {}
1231 |  | Providing & grouting with EPOXY BASED GROUT of BAL-ENDURA / LATICRETE or equivalent ,etc., complete (quote for grouting works only). Location : MBR toilet, common toilet & kids room toilet dado & at locations wherever directed by EIC. |  |  | Sqm |  |  | 5405 | 5416 | 6812 |  | 17633 | 17633 | #ERROR! | #ERROR! |  |  | Chunk_123 | LINE_ITEM | Sqm | OTHERS | Epoxy Based Grout |  |  | Other Building Elements |  | STAGE_3_ENHANCED_INHERITANCE | 90.0% | ENHANCED_CONTEXT_INHERITANCE | False | False | OVERRIDE_NEW_ACTIVITY | {}
1232 |  | Providing & grouting 6 mm wide with EPOXY BASED GROUT of BAL-ENDURA / LATICRETE or equivalent etc., complete (quote for grouting works only). |  |  | Sqm | [6 empty] | 0 | RO |  | 0 |  |  | Chunk_127_HEADER | HEADER |  | OTHERS | Epoxy Based Grout |  |  | Other Building Elements | ACTIVITY PRIORITY CONFIRMED: Grouting | STAGE_2_AI_VERIFIED_WITH_ACTIVITY_PRIORITY | 95.0% | AI_HEADER_VERIFICATION_ACTIVITY_PRIORITY |  |  | HEADER_VERIFICATION | {}
1233 |  | Providing & grouting 6 mm wide with EPOXY BASED GROUT of BAL-ENDURA / LATICRETE or equivalent etc., complete (quote for grouting works only). |  |  | Sqm | [6 empty] | 0 | RO |  | 0 |  |  | Chunk_130_HEADER | HEADER |  | OTHERS | Epoxy Based Grout |  |  | Other Building Elements | ACTIVITY PRIORITY CONFIRMED: Grouting | STAGE_2_AI_VERIFIED_WITH_ACTIVITY_PRIORITY | 95.0% | AI_HEADER_VERIFICATION_ACTIVITY_PRIORITY |  |  | HEADER_VERIFICATION | {}
1234 | L 20 | Hire charges for excavator (back hoe loader/JCB) to carry out as per directions of EIC only. |  |  | Hrs | 50 | [5 empty] | 0 | 50 | 1264 | 63200 | Notional qty considered. Project head to confirm on the same. |  | Chunk_90 | LINE_ITEM | Hrs | OTHERS | Excavator (back hoe loader/JCB) |  |  | Other Building Elements |  | STAGE_3_ENHANCED_INHERITANCE | 90.0% | ENHANCED_CONTEXT_INHERITANCE | False | False | OVERRIDE_UNIT_CONTRADICTION | {}
1235 | J 7 | Extra over for providing and mixing Graded fibrillated 100% virgin polypropylene fibres in concrete at the rate of 0.90 kg/ cum as per manufacturers specifications. Fibre mesh- MD Supplied by Recron 3S or Equivalent. |  |  | Kg | 2075 | 84 |  |  |  |  | 0 | 2159 | 424 | 915416 | Considered 0.90 kg/cum for screed |  | Chunk_66 | LINE_ITEM | Kg | OTHERS | Fibrillated Polypropylene Fibres |  |  | Other Building Elements |  | STAGE_3_ENHANCED_INHERITANCE | 90.0% | ENHANCED_CONTEXT_INHERITANCE | False | False | OVERRIDE_NEW_ACTIVITY | {}
1236 | a | 100 mm wide |  |  | Rmt | 100 | [5 empty] | 0 | 100 | #ERROR! | #ERROR! |  |  | Chunk_50 | LINE_ITEM | Rmt | OTHERS | G.I.Expanded metal mesh |  |  | Other Building Elements |  | STAGE_3_ENHANCED_INHERITANCE | 90.0% | ENHANCED_CONTEXT_INHERITANCE | True | False | INHERITED_WITH_MODIFICATION | {}
1237 | b | 150 mm wide for junctions of dissimilar materials (Internal plastering works) |  |  | Rmt | 2558 |  | 608 | 628 | 654 | 3307 | 5197 | 7755 | #ERROR! | #ERROR! |  |  | Chunk_50 | LINE_ITEM | Rmt | OTHERS | G.I.Expanded metal mesh |  |  | Other Building Elements |  | STAGE_3_ENHANCED_INHERITANCE | 90.0% | ENHANCED_CONTEXT_INHERITANCE | True | False | INHERITED_WITH_MODIFICATION | {}
1238 | c | 200 mm to 300 mm wide |  |  | Rmt | 100 | [5 empty] | 0 | 100 | #ERROR! | #ERROR! |  |  | Chunk_50 | LINE_ITEM | Rmt | OTHERS | G.I.Expanded metal mesh |  |  | Other Building Elements |  | STAGE_3_ENHANCED_INHERITANCE | 90.0% | ENHANCED_CONTEXT_INHERITANCE | True | False | INHERITED_WITH_MODIFICATION | {}
1239 | d | 300 mm to 350 mm wide |  |  | Rmt | 100 | [5 empty] | 0 | 100 | #ERROR! | #ERROR! |  |  | Chunk_50 | LINE_ITEM | Rmt | OTHERS | G.I.Expanded metal mesh |  |  | Other Building Elements |  | STAGE_3_ENHANCED_INHERITANCE | 90.0% | ENHANCED_CONTEXT_INHERITANCE | True | False | INHERITED_WITH_MODIFICATION | {}
1240 | H 7 | Providing and fixing G.I.Expanded metal mesh of 24G/0.56mm thick with hot dip zinc coating of 120 gms/sqm of Arpitha make or equivalent, wherever electrical conduiting, plumbing line chasing works has been made, junctions of Dissimilar materials, incl. drilling nails/ screws, fixing of rawal plugs ,scaffolding, curing etc., complete. (Joint records to be maintained) Note : Dash coat of plaster over mesh, Packing of PVC conduits & Plumbing lines is part of respective plastering line item of work. | [12 empty] | 0 |  |  | Chunk_50_HEADER | HEADER |  | OTHERS | G.I.Expanded metal mesh | 24G/0.56mm thick with hot dip zinc coating of 120 gms/sqm |  | Building Installations | ACTIVITY PRIORITY CONFIRMED: Providing and fixing | STAGE_2_AI_VERIFIED_WITH_ACTIVITY_PRIORITY | 95.0% | AI_HEADER_VERIFICATION_ACTIVITY_PRIORITY |  |  | HEADER_VERIFICATION | {}
1241 | P 4 | Providing, erecting and removing gandola scaffolding for Item no. P1 at all levels with all necessary labours, lead, lift and safety measure, etc., complete. Note: Area of painting will be measured for payment. |  |  | Sqm | 0 | 0 | 0 | 0 | 0 | 0 | 0 | RO |  | 0 | Rate is already included in the specfication of item no P1 |  | Chunk_134 | LINE_ITEM | Sqm | OTHERS | Gandola Scaffolding |  |  | Other Building Elements |  | STAGE_3_ENHANCED_INHERITANCE | 90.0% | ENHANCED_CONTEXT_INHERITANCE | False | False | OVERRIDE_NEW_ACTIVITY | {}
1242 | R 3.1 | Providing and Laying 150gsm Geotextile membrane over the waterproofing coating as a protection layer. Mode of measurement will be applied surface area. |  |  | Sqm | 0 | 0 | 977 | 1187 | 898 | 332 | 3394 | 3394 | 85 | 288490 |  |  | Chunk_164 | LINE_ITEM | Sqm | OTHERS | Geotextile membrane |  |  | Other Building Elements |  | STAGE_3_ENHANCED_INHERITANCE | 90.0% | ENHANCED_CONTEXT_INHERITANCE | False | False | OVERRIDE_UNIT_CONTRADICTION | {}
1243 | J 6 | Providing, laying and fixing of 40mmx5mm Glass Strip for concrete Flooring set in mortar supports 75 mm x75 mm in CM 1:4 at required intervals, laid in concrete flooring at 3.5 m C/C both ways and part thereof or not more than 12sqm of panel area or as directed by EIC. Location: Service areas at all levels & at locations wherever directed by EIC. |  |  | Rmt | 146 | [5 empty] | 0 | 146 | 80 | 11680 | Fire Pump room - 122.42 Sqm PHE Pump room - 82.25 Sqm STP Pump room - 104.04 Sqm |  | Chunk_66_HEADER | HEADER |  | OTHERS | Glass Strip |  |  | Other Building Elements | ACTIVITY PRIORITY CORRECTED: The primary activity is laying and fixing glass strips for concrete flooring. While related to flooring, the main subject is the glass strip, which is a specialized accessory not covered by 'FLOORING_TILE' or 'STRUCTURE_CONCRETE' as the primary activity. Classified as 'OTHERS'. | STAGE_2_AI_VERIFIED_WITH_ACTIVITY_PRIORITY | 95.0% | AI_HEADER_VERIFICATION_ACTIVITY_PRIORITY |  |  | HEADER_VERIFICATION | {}
1244 |  | SUB TOTAL CONCRETE FLOORING WORKS | [12 empty] | 967596 |  |  | Chunk_66 | LINE_ITEM |  | OTHERS | Glass Strip |  |  | Other Building Elements |  | STAGE_3_ENHANCED_INHERITANCE | 90.0% | ENHANCED_CONTEXT_INHERITANCE | True | False | INHERITED_NO_CHANGE | {}
1245 |  | PREMABLE FOR WOODEN DOORS (Item No. 1 - 8) | [13 empty] | Line item specifcations & rates updated as PO issued for mock up unit for B.Lumina. PO Nos: For Frames & Shutters : 4500064074: M/s. Doors & More Wood products For Hardwares : 4500063890: M/s. Dorset Industries Private Limited 4500063959: M/s. PAG INTERNATIONAL PVT LTD POs shared by Purchase Team: Mr. Panduranga K & Ms. Nandhana . Ref mail dated 26.5.25 |  | Chunk_66 | LINE_ITEM |  | OTHERS | Glass Strip |  |  | Other Building Elements |  | STAGE_3_ENHANCED_INHERITANCE | 90.0% | ENHANCED_CONTEXT_INHERITANCE | True | False | INHERITED_NO_CHANGE | {}
1246 |  | (c). Local Planeness test and Depth of Deviation, (d). Glue Adhesion Test | [15 empty] | Chunk_66 | LINE_ITEM |  | OTHERS | Glass Strip |  |  | Other Building Elements |  | STAGE_3_ENHANCED_INHERITANCE | 90.0% | ENHANCED_CONTEXT_INHERITANCE | True | False | INHERITED_NO_CHANGE | {}
1247 |  | (e). Knife Test, (f). Impact and Depth of Indentation, (g). Slamming Test | [15 empty] | Chunk_66 | LINE_ITEM |  | OTHERS | Glass Strip |  |  | Other Building Elements |  | STAGE_3_ENHANCED_INHERITANCE | 90.0% | ENHANCED_CONTEXT_INHERITANCE | True | False | INHERITED_NO_CHANGE | {}
1248 |  | (h). Flexure (deflection after loading and deflection after removal of loading) | [15 empty] | Chunk_66 | LINE_ITEM |  | OTHERS | Glass Strip |  |  | Other Building Elements |  | STAGE_3_ENHANCED_INHERITANCE | 90.0% | ENHANCED_CONTEXT_INHERITANCE | True | False | INHERITED_NO_CHANGE | {}
1249 |  | (i). Shock resistance (soft and light impact, soft and heavy impact) | [15 empty] | Chunk_66 | LINE_ITEM |  | OTHERS | Glass Strip |  |  | Other Building Elements |  | STAGE_3_ENHANCED_INHERITANCE | 90.0% | ENHANCED_CONTEXT_INHERITANCE | True | False | INHERITED_NO_CHANGE | {}
1250 |  | (j). Buckling (deflection after loading and after removal of loading) | [15 empty] | Chunk_66 | LINE_ITEM |  | OTHERS | Glass Strip |  |  | Other Building Elements |  | STAGE_3_ENHANCED_INHERITANCE | 90.0% | ENHANCED_CONTEXT_INHERITANCE | True | False | INHERITED_NO_CHANGE | {}
1251 |  | (k). Edge loading (deflection after loading and after removal of loading) | [15 empty] | Chunk_66 | LINE_ITEM |  | OTHERS | Glass Strip |  |  | Other Building Elements |  | STAGE_3_ENHANCED_INHERITANCE | 90.0% | ENHANCED_CONTEXT_INHERITANCE | True | False | INHERITED_NO_CHANGE | {}
1252 |  | (l). Screw Withdrawal length, (m). Humidity Test | [15 empty] | Chunk_66 | LINE_ITEM |  | OTHERS | Glass Strip |  |  | Other Building Elements |  | STAGE_3_ENHANCED_INHERITANCE | 90.0% | ENHANCED_CONTEXT_INHERITANCE | True | False | INHERITED_NO_CHANGE | {}
1253 | c | c) 8mm x 8mm |  |  | Rmt | 0 | 0 | 0 | 0 | 0 | 0 | 0 | RO | #ERROR! | 0 |  |  | Chunk_94 | LINE_ITEM | Rmt | OTHERS | Granite |  |  | Other Building Elements |  | STAGE_3_ENHANCED_INHERITANCE | 90.0% | ENHANCED_CONTEXT_INHERITANCE | False | False | OVERRIDE_UNIT_CONTRADICTION | {}
1254 | d | d) 10mm x 10mm |  |  | Rmt | 0 | 0 | 0 | 0 | 0 | 0 | 0 | RO | #ERROR! | 0 |  |  | Chunk_94 | LINE_ITEM | Rmt | OTHERS | Granite |  |  | Other Building Elements |  | STAGE_3_ENHANCED_INHERITANCE | 90.0% | ENHANCED_CONTEXT_INHERITANCE | False | False | OVERRIDE_UNIT_CONTRADICTION | {}
1255 | N 11.2 | Providing & fixing 20 mm thick granite over M.S. angle supports including cost of sink cutting & polishing, drilling of holes for CP fixture, rounding of edges, adhesives etc., complete to proper line level, all as per drawing & with 2 mm thick protection sheet or Floor guard protection or Equivalent, as per instructions of EIC etc., complete - at all levels. Note : Cost of MS supports shall be paid under relevant item of work. | [15 empty] | Chunk_97_HEADER | HEADER |  | OTHERS | Granite Countertop |  |  | Other Building Elements | ACTIVITY PRIORITY CORRECTED: Activity is for a granite countertop fixed over MS supports with adhesive, which does not fit the 'FLOORING_TILE' schema (no cement ratio for bedding) despite the material, nor any other specific allowed category. Classified as OTHERS. | STAGE_2_AI_VERIFIED_WITH_ACTIVITY_PRIORITY | 95.0% | AI_HEADER_VERIFICATION_ACTIVITY_PRIORITY |  |  | HEADER_VERIFICATION | {}
1256 | b | Basic Rate : Rs.200/Sft Location : Toilet counters & at locations wherever directed by EIC. |  |  | Sqm |  |  | 70 | 70 | 59 |  | 199 | 199 | #ERROR! | #ERROR! |  |  | Chunk_97 | LINE_ITEM | Sqm | OTHERS | Granite Countertop |  |  | Other Building Elements |  | STAGE_3_ENHANCED_INHERITANCE | 90.0% | ENHANCED_CONTEXT_INHERITANCE | True | False | INHERITED_WITH_MODIFICATION | {}
1257 | N 11.1 | Providing & fixing 20 mm thick, 200 wide granite facia fixed over 19mm thick Marine ply framework with suitable approved adhesive & to be fixed below granite counter as shown in drawing. Rate including edge polishing, 3mmx3mm chamfering of edges, cost of ply, adhesives etc., complete to proper line level, all as per drawing, and suitably protected against damage, all as per directions of EIC etc., complete - at all levels | [12 empty] | 0 |  |  | Chunk_96_HEADER | HEADER |  | OTHERS | Granite Facia |  |  | Load-bearing Structural Frame | ACTIVITY PRIORITY CORRECTED: Activity is for granite facia fixed with adhesive over ply, which does not fit the 'FLOORING_TILE' schema (no cement ratio for bedding) or any other specific allowed category. Classified as OTHERS. | STAGE_2_AI_VERIFIED_WITH_ACTIVITY_PRIORITY | 95.0% | AI_HEADER_VERIFICATION_ACTIVITY_PRIORITY |  |  | HEADER_VERIFICATION | {}
1258 | a | Basic Rate : Rs.200/Sft Location : Toilet counters & at locations wherever directed by EIC. |  |  | Rmt | 0 | 0 | 117 | 117 | 99 | 0 | 333 | 333 | #ERROR! | #ERROR! |  |  | Chunk_96 | LINE_ITEM | Rmt | OTHERS | Granite Facia |  |  | Other Building Elements |  | STAGE_3_ENHANCED_INHERITANCE | 90.0% | ENHANCED_CONTEXT_INHERITANCE | True | False | INHERITED_WITH_MODIFICATION | {}
1259 | ii | Groove size - 50mm wide x 20-25mm deep groove @ 1m c/c along the width of ramp |  |  | Rmt | 1008 | 0 |  |  |  |  | 0 | 1008 | #ERROR! | #ERROR! | Along the width of ramp |  | Chunk_66 | LINE_ITEM | Rmt | OTHERS | Groove |  |  | Other Building Elements |  | STAGE_3_ENHANCED_INHERITANCE | 90.0% | ENHANCED_CONTEXT_INHERITANCE | False | False | OVERRIDE_NEW_ACTIVITY | {}
1260 | J 9 | Over and above M20 concrete for flooring, for cutting grooves in ramps & at all locations indicated by EIC and complete as per directions of EIC. Location :Ramps & at locations wherever directed by EIC | [12 empty] | 0 |  |  | Chunk_66 | LINE_ITEM |  | OTHERS | Groove Cutting |  |  | Other Building Elements |  | STAGE_3_ENHANCED_INHERITANCE | 90.0% | ENHANCED_CONTEXT_INHERITANCE | False | False | OVERRIDE_NEW_ACTIVITY | {}
1261 |  | n. Bolt holes to be properly made good with suitable grouting material as per the directions of EIC. | [15 empty] | Chunk_18 | LINE_ITEM |  | OTHERS | Grouting Material |  |  | Other Building Elements |  | STAGE_3_ENHANCED_INHERITANCE | 90.0% | ENHANCED_CONTEXT_INHERITANCE | False | False | OVERRIDE_NEW_ACTIVITY | {}
1262 | Q. 4.1 | Basement-2 to Basement-1 lvl |  |  | Rmt | [6 empty] | 0 | RO | #ERROR! | 0 | Consider periphery of the lobby area |  | Chunk_156 | LINE_ITEM | Rmt | OTHERS | Gypsum Board Cornice |  |  | Foundations (Substructure) |  | STAGE_3_ENHANCED_INHERITANCE | 90.0% | ENHANCED_CONTEXT_INHERITANCE | True | False | INHERITED_WITH_MODIFICATION | {}
1263 | Q 4 | Providing and fixing gypsum board cornice work of size 150x150mm for covering firefighting pipe with 12.5mm gypsum board from India Gypsum fixed with L-angle of 25mm x 25mm as per I.G.L specification fixed to the main structure in ceiling and wall with wooden gatta,star screw, finishing the joints with the application of fabricated jointing compound, including necessary scaffolding, complete as per the approved sample. For covering Sprinkler pipes. | [12 empty] | 0 |  |  | Chunk_156_HEADER | HEADER |  | OTHERS | Gypsum Board Cornice |  |  | Other Building Elements | ACTIVITY PRIORITY CONFIRMED: Providing and fixing gypsum board cornice work | STAGE_2_AI_VERIFIED_WITH_ACTIVITY_PRIORITY | 95.0% | AI_HEADER_VERIFICATION_ACTIVITY_PRIORITY |  |  | HEADER_VERIFICATION | {}
1264 | Q. 4.2 | Location : Residential units at all levels & at locations wherever directed by EIC. |  |  | Rmt |  |  | 3223 | 4190 | 3351 |  | 10764 | 10764 | #ERROR! | #ERROR! | Consider periphery of the lobby area |  | Chunk_156 | LINE_ITEM | Rmt | OTHERS | Gypsum Board Cornice |  |  | Other Building Elements |  | STAGE_3_ENHANCED_INHERITANCE | 90.0% | ENHANCED_CONTEXT_INHERITANCE | True | False | INHERITED_WITH_MODIFICATION | {}
1265 |  | SUB TOTAL OF FALSE CEILING WORKS | [12 empty] | 0 |  |  | Chunk_156 | LINE_ITEM |  | OTHERS | Gypsum Board Cornice |  |  | Other Building Elements |  | STAGE_3_ENHANCED_INHERITANCE | 90.0% | ENHANCED_CONTEXT_INHERITANCE | True | False | INHERITED_NO_CHANGE | {}
1266 | Q 3 | Same as above item Q2, but Providing gypsum Coving of size maximum of 150 X 75 mm. | [12 empty] | 0 |  |  | Chunk_155 | LINE_ITEM |  | OTHERS | Gypsum Coving |  |  | Other Building Elements |  | STAGE_3_ENHANCED_INHERITANCE | 90.0% | ENHANCED_CONTEXT_INHERITANCE | True | False | INHERITED_WITH_MODIFICATION | {}
1267 |  | Basement-2 to Basement-1 lvl |  |  | Sqm |  |  | 79 | 85 | 89 |  | 253 | 253 | #ERROR! | #ERROR! |  |  | Chunk_155 | LINE_ITEM | Sqm | OTHERS | Gypsum False Ceiling |  |  | Foundations (Substructure) |  | STAGE_3_ENHANCED_INHERITANCE | 90.0% | ENHANCED_CONTEXT_INHERITANCE | True | False | INHERITED_WITH_MODIFICATION | {}
1268 |  | Basement-2 to Basement-1 lvl - lobby / corridor |  |  | Rmt |  |  | 84 | 82 | 74 | 0 | 240 | 240 | #ERROR! | #ERROR! | Consider periphery of the lobby area |  | Chunk_155 | LINE_ITEM | Rmt | OTHERS | Gypsum False Ceiling |  |  | Foundations (Substructure) |  | STAGE_3_ENHANCED_INHERITANCE | 90.0% | ENHANCED_CONTEXT_INHERITANCE | True | False | INHERITED_WITH_MODIFICATION | {}
1269 | Q 2 | GYPSUM FALSE CEILING: Providing and fixing false ceiling at all height including providing and fixing of frame work made of special sections, power pressed from M.S. sheets and galvanized with zinc coating of 120 gms/sqm (both side inclusive) as per IS : 277 and consisting of angle cleats of size 25 mm wide x 1.6 mm thick with flanges of 27 mm and 37mm, at 1200 mm centre to centre, one flange fixed to the ceiling with dash fastener 12.5 mm dia x 50mm long with 6mm dia bolts, other flange of cleat fixed to the angle hangers of 25x10x0.50 mm of required length with nuts & bolts of required size and other end of angle hanger fixed with intermediate G.I. channels 45x15x0.9 mm running at the spacing of 1200 mm centre to centre, to which the ceiling section 0.5 mm thick bottom wedge of 80 mm with tapered flanges of 26 mm each having lips of 10.5 mm, at 450 mm centre to centre, shall be fixed in a direction perpendicular to G.I. intermediate channel with connecting clips made out of 2.64 mm dia x 230 mm long G.I. wire at every junction, including fixing perimeter channels 0.5 mm thick 27 mm high having flanges of 20 mm and 30 mm long, the perimeter of ceiling fixed to wall/partition with the help of rawl plugs at 450 mm centre, with 25mm long dry wall screws @ 230 mm interval, including fixing of gypsum board to ceiling section and perimeter channel with the help of dry wall screws of size 3.5 x 25 mm at 230 mm c/c, screw fixing is done mechanically by drilling machine with suitable attachment at all levels, including jointing and finishing to a flush finish of tapered and square edges of the board with recommended jointing compound , jointing tapes , finishing with jointing compound in 3 layers covering up to 150 mm on both sides of joint and two coats of primer suitable for board, all as per manufacturer’s specification and also including the cost of making openings for light fittings, grills, diffusers, cut outs made with frame of perimeter channels suitably fixed, all complete as per drawings, specification and direction of the Engineer in Charge but with • 12.5 mm thick tapered edge gypsum plain board conforming to IS: 2095- Part I • 12.5 mm thick tapered edge gypsum fire resistant board conforming to IS: 2095- Part I • 12.5 mm thick tapered edge gypsum moisture resistant board Note: Rate to include for one coat of putty and one coat of touch-up putty, one coat of primer, two coats of acrylic emulsion paint. Rate to include for providing & removal of scaffolding to carry out false ceiling works. Rate to include Sealing of junctions in false ceiling using colourless PU sealant at ceiling and wall junctions, as per directions of EIC | [12 empty] | 0 |  |  | Chunk_155_HEADER | HEADER |  | OTHERS | Gypsum False Ceiling |  |  | Load-bearing Structural Frame | ACTIVITY PRIORITY CONFIRMED: Providing and fixing false ceiling | STAGE_2_AI_VERIFIED_WITH_ACTIVITY_PRIORITY | 95.0% | AI_HEADER_VERIFICATION_ACTIVITY_PRIORITY |  |  | HEADER_VERIFICATION | {}
1270 | Q 2.1 | Location: Double height Entrance lobby & at locations wherever directed by EIC. |  |  | Sqm |  |  | 36 | 48 | 58 |  | 142 | 142 | #ERROR! | #ERROR! | Considered the Tower Entrance Lobbies |  | Chunk_155 | LINE_ITEM | Sqm | OTHERS | Gypsum False Ceiling |  |  | Other Building Elements |  | STAGE_3_ENHANCED_INHERITANCE | 90.0% | ENHANCED_CONTEXT_INHERITANCE | True | False | INHERITED_WITH_MODIFICATION | {}
1271 | Q 2.2 | Location : Common area corridor / Lift Lobby / Fire lift lobby at all levels & at locations wherever directed by EIC. | [12 empty] | 0 |  |  | Chunk_155 | LINE_ITEM |  | OTHERS | Gypsum False Ceiling |  |  | Other Building Elements |  | STAGE_3_ENHANCED_INHERITANCE | 90.0% | ENHANCED_CONTEXT_INHERITANCE | True | False | INHERITED_WITH_MODIFICATION | {}
1272 |  | Lift Lobby, Fire Tower & Corridors - 1st to 27th - Floor at all levels & at locations wherever directed by EIC. |  |  | Sqm |  |  | 1799 | 2202 | 1755 |  | 5756 | 5756 | #ERROR! | #ERROR! | Considered the Common Area Corridor along with Passenger lift lobby. |  | Chunk_155 | LINE_ITEM | Sqm | OTHERS | Gypsum False Ceiling |  |  | Other Building Elements |  | STAGE_3_ENHANCED_INHERITANCE | 90.0% | ENHANCED_CONTEXT_INHERITANCE | True | False | INHERITED_WITH_MODIFICATION | {}
1273 |  | Double height Entrance lobby |  |  | Rmt |  |  | 21 | 27 | 26 | 19 | 93 | 93 | #ERROR! | #ERROR! | Consider periphery of the lobby area |  | Chunk_155 | LINE_ITEM | Rmt | OTHERS | Gypsum False Ceiling |  |  | Other Building Elements |  | STAGE_3_ENHANCED_INHERITANCE | 90.0% | ENHANCED_CONTEXT_INHERITANCE | True | False | INHERITED_WITH_MODIFICATION | {}
1274 |  | Ground floor - lobby / corridor |  |  | Rmt |  |  | 96 | 105 | 82 | 0 | 283 | 283 | #ERROR! | #ERROR! | Consider periphery of the lobby area |  | Chunk_155 | LINE_ITEM | Rmt | OTHERS | Gypsum False Ceiling |  |  | Other Building Elements |  | STAGE_3_ENHANCED_INHERITANCE | 90.0% | ENHANCED_CONTEXT_INHERITANCE | True | False | INHERITED_WITH_MODIFICATION | {}
1275 |  | Lift Lobby, Fire Tower & Corridors - 1st to 22nd - Floor at all levels & at locations wherever directed by EIC. |  |  | Rmt |  |  | 1920 | 2100 | 1640 | 0 | 5660 | 5660 | #ERROR! | #ERROR! | Consider periphery of the lobby area |  | Chunk_155 | LINE_ITEM | Rmt | OTHERS | Gypsum False Ceiling |  |  | Other Building Elements |  | STAGE_3_ENHANCED_INHERITANCE | 90.0% | ENHANCED_CONTEXT_INHERITANCE | True | False | INHERITED_WITH_MODIFICATION | {}
1276 | N 1.1d | For Handicap Ramp Basic Rate : Rs.200/Sft | [15 empty] | Chunk_91 | LINE_ITEM |  | OTHERS | Handicap Ramp |  |  | Other Building Elements |  | STAGE_3_ENHANCED_INHERITANCE | 90.0% | ENHANCED_CONTEXT_INHERITANCE | False | False | OVERRIDE_UNIT_CONTRADICTION | {}
1277 | A 10.1 | Same as above item but using IMIDACHLOPRID chemical for Anti-termite treatment dosage 1:476 (1 litre of chemical to 476 litres of water)& all other description of item remains same & unaltered except for dosage. |  |  | Sqm | [6 empty] | 0 | RO |  | 0 |  |  | Chunk_9 | LINE_ITEM | Sqm | OTHERS | IMIDACHLOPRID chemical (Anti-termite) |  |  | Other Building Elements |  | STAGE_3_ENHANCED_INHERITANCE | 90.0% | ENHANCED_CONTEXT_INHERITANCE | True | False | INHERITED_WITH_MODIFICATION | {}
1278 | K | JOINERY WORKS | [15 empty] | Chunk_66 | LINE_ITEM |  | OTHERS | Joinery Works |  |  | Other Building Elements |  | STAGE_3_ENHANCED_INHERITANCE | 90.0% | ENHANCED_CONTEXT_INHERITANCE | False | False | OVERRIDE_NEW_ACTIVITY | {}
1279 | P 3 | Providing, erecting & removal of MS scaffolding for Item no. P1 at all levels with all necessary labours, lead, lift and safety measure, etc., complete. Note: Actual area of scaffolding will be measured for payment. |  |  | Sqm | 0 | 0 | 0 | 0 | 0 | 0 | 0 | RO |  | 0 | Rate is already included in the specfication of item no P1 |  | Chunk_134 | LINE_ITEM | Sqm | OTHERS | MS Scaffolding |  |  | Other Building Elements |  | STAGE_3_ENHANCED_INHERITANCE | 90.0% | ENHANCED_CONTEXT_INHERITANCE | False | False | OVERRIDE_NEW_ACTIVITY | {}
1280 | L | MISCELLANEOUS WORKS | [15 empty] | Chunk_77 | LINE_ITEM |  | OTHERS | Miscellaneous |  |  | Other Building Elements |  | STAGE_3_ENHANCED_INHERITANCE | 90.0% | ENHANCED_CONTEXT_INHERITANCE | True | False | OVERRIDE_NEW_ACTIVITY | {}
1281 | BRIGADE LUMINA TOWER A & TOWER B: 2B+Ground+19 Upper floors + Terrace TOWER C: 2B+Ground+22 Upper floors + Terrace | 2. Rate to include removal of all kinds of vegetation, small shrubs etc. Dewatering of surface water to be let out of the building area through proper piping networks & channels if required. The contractor at his own expenses shall water very well, ram and thoroughly consolidate the bottom of all excavation & ground before the construction of foundation/ footing/ plinth beam, filling in basement floor or other work is commenced. In case of excess excavation over & above the specified depth, the contractor at his own expenses should fill up with plum/lean concrete to the required level which will not be measured for payment. The rate for excavation shall include necessary measures to prevent sides from falling, including bailing or pumping out of water if necessary. Lift & lead outside campus are to be considered to suit the local regulations. Contour levels to be taken jointly with the EMPLOYER - EIC / representative and prior written approval to be taken before starting any excavation/ filling at every 3 / 5 mt grids for arriving at the actual quantity. Measurements for filling will be taken for consolidated thickness only. Cost to include all and necessary royalty and other permission charges required to execute the works, if necessary. | [15 empty] | Chunk_0 | LINE_ITEM |  | OTHERS | Mixed |  |  | Foundations (Substructure) |  | STAGE_3_ENHANCED_INHERITANCE | 90.0% | ENHANCED_CONTEXT_INHERITANCE | True | False | INHERITED_NO_CHANGE | {}
1282 | BRIGADE LUMINA TOWER A & TOWER B: 2B+Ground+19 Upper floors + Terrace TOWER C: 2B+Ground+22 Upper floors + Terrace | PREAMBLE FOR EARTHWORK: | [15 empty] | Chunk_0 | LINE_ITEM |  | OTHERS | Mixed |  |  | Other Building Elements |  | STAGE_3_ENHANCED_INHERITANCE | 90.0% | ENHANCED_CONTEXT_INHERITANCE | True | False | INHERITED_NO_CHANGE | {}
1283 | BRIGADE LUMINA TOWER A & TOWER B: 2B+Ground+19 Upper floors + Terrace TOWER C: 2B+Ground+22 Upper floors + Terrace | 1. Contractor shall take all required permissions from the appropriate authorities for Excavation, Blasting, Carting away materials etc. & shall bear all the expenses for the same. | [15 empty] | Chunk_0 | LINE_ITEM |  | OTHERS | Mixed |  |  | Other Building Elements |  | STAGE_3_ENHANCED_INHERITANCE | 90.0% | ENHANCED_CONTEXT_INHERITANCE | True | False | INHERITED_NO_CHANGE | {}
1284 | BRIGADE LUMINA TOWER A & TOWER B: 2B+Ground+19 Upper floors + Terrace TOWER C: 2B+Ground+22 Upper floors + Terrace | 3. FOR MEASUREMENT - Qty. shall be arrived at after taking block levels taken prior to and after excavation. The below mentioned quantities (sl no: A 1 to A 3) are based on soil report and the quantities may vary as per site condition. Quantity of Ordinary soil/ Disintegrated rock/ Hard rock mentioned is tentative and may vary to any extent depending upon underlying ground profile to be exposed during excavation. | [15 empty] | Chunk_0 | LINE_ITEM |  | OTHERS | Mixed |  |  | Other Building Elements |  | STAGE_3_ENHANCED_INHERITANCE | 90.0% | ENHANCED_CONTEXT_INHERITANCE | True | False | INHERITED_NO_CHANGE | {}
1285 | BRIGADE LUMINA TOWER A & TOWER B: 2B+Ground+19 Upper floors + Terrace TOWER C: 2B+Ground+22 Upper floors + Terrace | 4. Rate to include disposing off the same to be transported outside the site premises & dumped at dump yards approved by local authorities/ statutory bodies, so that EMPLOYER should not receive complaint from any local bodies/ Govt. agencies/ public in general. The rate to include loading, transporting, unloading/ dumping including the cost of mechanical transport/ labour etc. complete as directed by EIC. | [15 empty] | Chunk_0 | LINE_ITEM |  | OTHERS | Mixed |  |  | Other Building Elements |  | STAGE_3_ENHANCED_INHERITANCE | 90.0% | ENHANCED_CONTEXT_INHERITANCE | True | False | INHERITED_NO_CHANGE | {}
1286 | BRIGADE LUMINA TOWER A & TOWER B: 2B+Ground+19 Upper floors + Terrace TOWER C: 2B+Ground+22 Upper floors + Terrace | 5. Mode of Measurement shall be as per IS 1200 Except that stacking is not used for measuring rock. | [15 empty] | Chunk_0 | LINE_ITEM |  | OTHERS | Mixed |  |  | Other Building Elements |  | STAGE_3_ENHANCED_INHERITANCE | 90.0% | ENHANCED_CONTEXT_INHERITANCE | True | False | INHERITED_NO_CHANGE | {}
1287 | BRIGADE LUMINA TOWER A & TOWER B: 2B+Ground+19 Upper floors + Terrace TOWER C: 2B+Ground+22 Upper floors + Terrace | 6. Working space & provision of slopes if required for excavation shall be measured & paid, but not exceeding width stipulated in IS 1200. | [15 empty] | Chunk_0 | LINE_ITEM |  | OTHERS | Mixed |  |  | Other Building Elements |  | STAGE_3_ENHANCED_INHERITANCE | 90.0% | ENHANCED_CONTEXT_INHERITANCE | True | False | INHERITED_NO_CHANGE | {}
1288 | BRIGADE LUMINA TOWER A & TOWER B: 2B+Ground+19 Upper floors + Terrace TOWER C: 2B+Ground+22 Upper floors + Terrace | 7. Dewatering of rain water if required to be carried out at no additional cost. | [15 empty] | Chunk_0 | LINE_ITEM |  | OTHERS | Mixed |  |  | Other Building Elements |  | STAGE_3_ENHANCED_INHERITANCE | 90.0% | ENHANCED_CONTEXT_INHERITANCE | True | False | INHERITED_NO_CHANGE | {}
1289 | BRIGADE LUMINA TOWER A & TOWER B: 2B+Ground+19 Upper floors + Terrace TOWER C: 2B+Ground+22 Upper floors + Terrace | 8.Undulations shall be filled with Plum concrete to bring the excavated surface to required level when controlled blasting (Hard rock) is done which shall be measured and paid under relevant item of work. | [15 empty] | Chunk_0 | LINE_ITEM |  | OTHERS | Mixed |  |  | Other Building Elements |  | STAGE_3_ENHANCED_INHERITANCE | 90.0% | ENHANCED_CONTEXT_INHERITANCE | True | False | INHERITED_NO_CHANGE | {}
1290 | BRIGADE LUMINA TOWER A & TOWER B: 2B+Ground+19 Upper floors + Terrace TOWER C: 2B+Ground+22 Upper floors + Terrace | 9. Initial levels will be taken before excavation of the hard rock and final levels will be taken after achieving the required levels recorded in the presence of EIC & JMR maintained. | [15 empty] | Chunk_0 | LINE_ITEM |  | OTHERS | Mixed |  |  | Other Building Elements |  | STAGE_3_ENHANCED_INHERITANCE | 90.0% | ENHANCED_CONTEXT_INHERITANCE | True | False | INHERITED_NO_CHANGE | {}
1291 | C 33 | Providing and fixing in position 25mm thick PVC rungs of size 170 mm wide x 260 mm length reinforced with 10mm steel rod for footsteps in UG sump tank, STP and other water collection sumps in Basement & OHT including placing while erecting formwork, aligning during concreting, grouting the junction if required, cleaning etc., as directed. The rate to include making openings in formwork and sealing after fixing the rings etc., complete as per directions of EIC. |  |  | Nos | 159 |  | 42 | 42 | 42 | 14 | 140 | 299 | #ERROR! | #ERROR! | Rain water Tank - 36 nos UG Sump Tank - 63 nos Storm Water Tank - 60 nos OHT - 126 nos (All 3 towers including) Club house OHT - 14 nos STP - Not shown in dwg |  | Chunk_29_HEADER | HEADER |  | OTHERS | Mixed Materials |  |  | Foundations (Substructure) | ACTIVITY PRIORITY CORRECTED: Classified as OTHERS as the primary activity (fixing PVC rungs for footsteps) does not fit any of the Prime Seven or other specific allowed categories. | STAGE_2_AI_VERIFIED_WITH_ACTIVITY_PRIORITY | 95.0% | AI_HEADER_VERIFICATION_ACTIVITY_PRIORITY |  |  | HEADER_VERIFICATION | {}
1292 |  | Note: Rate to include disposing off the same to be transported outside the site premises & dumped at approved dump yards by local authorities/statutory bodies, so that EMPLOYER should not receive complaint from any local bodies/Govt. agencies/ public in general. The rate to include loading, transporting, unloading/ dumping including the cost of mechanical transport/labour etc. complete as directed by EIC. | [16 empty] | NOTE |  | OTHERS | Mixed Materials |  |  | Other Building Elements |  | STAGE_1_NOTE_DETECTED
1293 |  | NOTE: CONCRETE SHALL BE PROCURED FROM SITE BATCHING PLANT HOWEVER, IN CASE OF RMC PROCURED FROM OUTSIDE RMC PLANT THE PROBABLE CONCRETE CAN BE FETCHED FROM APPROVED RMC MANUFACTURER / SUPPLIERS. Basic price of Cement : Rs.240/Bag Basic price of RMC RCC M20 - Rs.3562/cum M25 - Rs.3600/cum M30 - Rs.3675/cum M35 - Rs.3752/cum M40 - Rs.3943/cum M45 - Rs.4248/cum M50 - Rs.4630/cum | [16 empty] | NOTE |  | OTHERS | Mixed Materials |  |  | Other Building Elements |  | STAGE_1_NOTE_DETECTED
1294 | [14 empty] | 0 |  |  |  | EMPTY |  | OTHERS | Mixed Materials |  |  | Other Building Elements |  | STAGE_1_EMPTY_ROW
1295 | [14 empty] | 0 |  |  |  | EMPTY |  | OTHERS | Mixed Materials |  |  | Other Building Elements |  | STAGE_1_EMPTY_ROW
1296 | [14 empty] | 0 |  |  |  | EMPTY |  | OTHERS | Mixed Materials |  |  | Other Building Elements |  | STAGE_1_EMPTY_ROW
1297 | [14 empty] | 0 |  |  |  | EMPTY |  | OTHERS | Mixed Materials |  |  | Other Building Elements |  | STAGE_1_EMPTY_ROW
1298 | [14 empty] | 0 |  |  |  | EMPTY |  | OTHERS | Mixed Materials |  |  | Other Building Elements |  | STAGE_1_EMPTY_ROW
1299 | [14 empty] | 0 |  |  |  | EMPTY |  | OTHERS | Mixed Materials |  |  | Other Building Elements |  | STAGE_1_EMPTY_ROW
1300 | [14 empty] | 0 |  |  |  | EMPTY |  | OTHERS | Mixed Materials |  |  | Other Building Elements |  | STAGE_1_EMPTY_ROW
1301 | [14 empty] | 0 |  |  |  | EMPTY |  | OTHERS | Mixed Materials |  |  | Other Building Elements |  | STAGE_1_EMPTY_ROW
1302 | [14 empty] | 0 |  |  |  | EMPTY |  | OTHERS | Mixed Materials |  |  | Other Building Elements |  | STAGE_1_EMPTY_ROW
1303 | [14 empty] | 0 |  |  |  | EMPTY |  | OTHERS | Mixed Materials |  |  | Other Building Elements |  | STAGE_1_EMPTY_ROW
1304 | [14 empty] | 0 |  |  |  | EMPTY |  | OTHERS | Mixed Materials |  |  | Other Building Elements |  | STAGE_1_EMPTY_ROW
1305 | [14 empty] | 0 |  |  |  | EMPTY |  | OTHERS | Mixed Materials |  |  | Other Building Elements |  | STAGE_1_EMPTY_ROW
1306 | [14 empty] | 0 |  |  |  | EMPTY |  | OTHERS | Mixed Materials |  |  | Other Building Elements |  | STAGE_1_EMPTY_ROW
1307 | [14 empty] | 0 |  |  |  | EMPTY |  | OTHERS | Mixed Materials |  |  | Other Building Elements |  | STAGE_1_EMPTY_ROW
1308 | [14 empty] | 0 |  |  |  | EMPTY |  | OTHERS | Mixed Materials |  |  | Other Building Elements |  | STAGE_1_EMPTY_ROW
1309 | [14 empty] | 0 |  |  |  | EMPTY |  | OTHERS | Mixed Materials |  |  | Other Building Elements |  | STAGE_1_EMPTY_ROW
1310 | [14 empty] | 0 |  |  |  | EMPTY |  | OTHERS | Mixed Materials |  |  | Other Building Elements |  | STAGE_1_EMPTY_ROW
1311 | [14 empty] | 0 |  |  |  | EMPTY |  | OTHERS | Mixed Materials |  |  | Other Building Elements |  | STAGE_1_EMPTY_ROW
1312 | [14 empty] | 0 |  |  |  | EMPTY |  | OTHERS | Mixed Materials |  |  | Other Building Elements |  | STAGE_1_EMPTY_ROW
1313 | [14 empty] | 0 |  |  |  | EMPTY |  | OTHERS | Mixed Materials |  |  | Other Building Elements |  | STAGE_1_EMPTY_ROW
1314 | [14 empty] | 0 |  |  |  | EMPTY |  | OTHERS | Mixed Materials |  |  | Other Building Elements |  | STAGE_1_EMPTY_ROW
1315 | [14 empty] | 0 |  |  |  | EMPTY |  | OTHERS | Mixed Materials |  |  | Other Building Elements |  | STAGE_1_EMPTY_ROW
1316 | [14 empty] | 0 |  |  |  | EMPTY |  | OTHERS | Mixed Materials |  |  | Other Building Elements |  | STAGE_1_EMPTY_ROW
1317 | [14 empty] | 0 |  |  |  | EMPTY |  | OTHERS | Mixed Materials |  |  | Other Building Elements |  | STAGE_1_EMPTY_ROW
1318 | [14 empty] | 0 |  |  |  | EMPTY |  | OTHERS | Mixed Materials |  |  | Other Building Elements |  | STAGE_1_EMPTY_ROW
1319 | [14 empty] | 0 |  |  |  | EMPTY |  | OTHERS | Mixed Materials |  |  | Other Building Elements |  | STAGE_1_EMPTY_ROW
1320 | [14 empty] | 0 |  |  |  | EMPTY |  | OTHERS | Mixed Materials |  |  | Other Building Elements |  | STAGE_1_EMPTY_ROW
1321 |  | Basic price of Rein.steel is Rs.45,382/MT | [16 empty] | NOTE |  | OTHERS | Mixed Materials |  |  | Other Building Elements |  | STAGE_1_NOTE_DETECTED
1322 | [14 empty] | 0 |  |  |  | EMPTY |  | OTHERS | Mixed Materials |  |  | Other Building Elements |  | STAGE_1_EMPTY_ROW
1323 | [14 empty] | 0 |  |  |  | EMPTY |  | OTHERS | Mixed Materials |  |  | Other Building Elements |  | STAGE_1_EMPTY_ROW
1324 | [14 empty] | 0 |  |  |  | EMPTY |  | OTHERS | Mixed Materials |  |  | Other Building Elements |  | STAGE_1_EMPTY_ROW
1325 | [14 empty] | 0 |  |  |  | EMPTY |  | OTHERS | Mixed Materials |  |  | Other Building Elements |  | STAGE_1_EMPTY_ROW
1326 | [14 empty] | 0 |  |  |  | EMPTY |  | OTHERS | Mixed Materials |  |  | Other Building Elements |  | STAGE_1_EMPTY_ROW
1327 | [14 empty] | 0 |  |  |  | EMPTY |  | OTHERS | Mixed Materials |  |  | Other Building Elements |  | STAGE_1_EMPTY_ROW
1328 | [14 empty] | 0 |  |  |  | EMPTY |  | OTHERS | Mixed Materials |  |  | Other Building Elements |  | STAGE_1_EMPTY_ROW
1329 | [14 empty] | 0 |  |  |  | EMPTY |  | OTHERS | Mixed Materials |  |  | Other Building Elements |  | STAGE_1_EMPTY_ROW
1330 | [14 empty] | 0 |  |  |  | EMPTY |  | OTHERS | Mixed Materials |  |  | Other Building Elements |  | STAGE_1_EMPTY_ROW
1331 | [14 empty] | 0 |  |  |  | EMPTY |  | OTHERS | Mixed Materials |  |  | Other Building Elements |  | STAGE_1_EMPTY_ROW
1332 | [14 empty] | 0 |  |  |  | EMPTY |  | OTHERS | Mixed Materials |  |  | Other Building Elements |  | STAGE_1_EMPTY_ROW
1333 | [14 empty] | 0 |  |  |  | EMPTY |  | OTHERS | Mixed Materials |  |  | Other Building Elements |  | STAGE_1_EMPTY_ROW
1334 | [14 empty] | 0 |  |  |  | EMPTY |  | OTHERS | Mixed Materials |  |  | Other Building Elements |  | STAGE_1_EMPTY_ROW
1335 | [14 empty] | 0 |  |  |  | EMPTY |  | OTHERS | Mixed Materials |  |  | Other Building Elements |  | STAGE_1_EMPTY_ROW
1336 | [14 empty] | 0 |  |  |  | EMPTY |  | OTHERS | Mixed Materials |  |  | Other Building Elements |  | STAGE_1_EMPTY_ROW
1337 | [14 empty] | 0 |  |  |  | EMPTY |  | OTHERS | Mixed Materials |  |  | Other Building Elements |  | STAGE_1_EMPTY_ROW
1338 | E 21 | Note : Aluminium shuttering will be provided by EMPLOYER as FREE ISSUE MATERIAL including all accessories like wedges, pins, etc. issued during the commencement of work. The vendor has to INCLUDE for coordination with Aluminium shuttering manufacturer/ supplier with regard to design, planning schedule of Procurement, preparation & checking of shop drawing to suit the GFC (shuttering layout as per GA) drawing given by consultant & ensure seamless transition in procurement of shuttering. After completion, handing over of shuttering material in good condition as per instruction of EIC. Modification if required at urban window locations OR any project specific requirement to be considered in the rate quoted. | [16 empty] | NOTE |  | OTHERS | Mixed Materials |  |  | Other Building Elements |  | STAGE_1_NOTE_DETECTED
1339 |  | NOTE : Rate to include for providing openings/ cut-outs/ pockets up to 0.50 sqm of area in plan/ elevation, applying deshuttering agent, Deshuttering etc., complete at all levels. | [16 empty] | NOTE |  | OTHERS | Mixed Materials |  |  | Other Building Elements |  | STAGE_1_NOTE_DETECTED
1340 |  | Rate to include for sleeves / cutout for pressurization shafts / ducts | [16 empty] | NOTE |  | OTHERS | Mixed Materials |  |  | Other Building Elements |  | STAGE_1_NOTE_DETECTED
1341 |  | Rate to include for elevation bands as shown in the drg. | [16 empty] | NOTE |  | OTHERS | Mixed Materials |  |  | Other Building Elements |  | STAGE_1_NOTE_DETECTED
1342 | [14 empty] | 0 |  |  |  | EMPTY |  | OTHERS | Mixed Materials |  |  | Other Building Elements |  | STAGE_1_EMPTY_ROW
1343 | [14 empty] | 0 |  |  |  | EMPTY |  | OTHERS | Mixed Materials |  |  | Other Building Elements |  | STAGE_1_EMPTY_ROW
1344 | [14 empty] | 0 |  |  |  | EMPTY |  | OTHERS | Mixed Materials |  |  | Other Building Elements |  | STAGE_1_EMPTY_ROW
1345 | [14 empty] | 0 |  |  |  | EMPTY |  | OTHERS | Mixed Materials |  |  | Other Building Elements |  | STAGE_1_EMPTY_ROW
1346 | [14 empty] | 0 |  |  |  | EMPTY |  | OTHERS | Mixed Materials |  |  | Other Building Elements |  | STAGE_1_EMPTY_ROW
1347 | [14 empty] | 0 |  |  |  | EMPTY |  | OTHERS | Mixed Materials |  |  | Other Building Elements |  | STAGE_1_EMPTY_ROW
1348 | [14 empty] | 0 |  |  |  | EMPTY |  | OTHERS | Mixed Materials |  |  | Other Building Elements |  | STAGE_1_EMPTY_ROW
1349 | [14 empty] | 0 |  |  |  | EMPTY |  | OTHERS | Mixed Materials |  |  | Other Building Elements |  | STAGE_1_EMPTY_ROW
1350 | [14 empty] | 0 |  |  |  | EMPTY |  | OTHERS | Mixed Materials |  |  | Other Building Elements |  | STAGE_1_EMPTY_ROW
1351 | [14 empty] | 0 |  |  |  | EMPTY |  | OTHERS | Mixed Materials |  |  | Other Building Elements |  | STAGE_1_EMPTY_ROW
1352 | [14 empty] | 0 |  |  |  | EMPTY |  | OTHERS | Mixed Materials |  |  | Other Building Elements |  | STAGE_1_EMPTY_ROW
1353 | [14 empty] | 0 |  |  |  | EMPTY |  | OTHERS | Mixed Materials |  |  | Other Building Elements |  | STAGE_1_EMPTY_ROW
1354 | [14 empty] | 0 |  |  |  | EMPTY |  | OTHERS | Mixed Materials |  |  | Other Building Elements |  | STAGE_1_EMPTY_ROW
1355 | [14 empty] | 0 |  |  |  | EMPTY |  | OTHERS | Mixed Materials |  |  | Other Building Elements |  | STAGE_1_EMPTY_ROW
1356 | [14 empty] | 0 |  |  |  | EMPTY |  | OTHERS | Mixed Materials |  |  | Other Building Elements |  | STAGE_1_EMPTY_ROW
1357 | [14 empty] | 0 |  |  |  | EMPTY |  | OTHERS | Mixed Materials |  |  | Other Building Elements |  | STAGE_1_EMPTY_ROW
1358 | [14 empty] | 0 |  |  |  | EMPTY |  | OTHERS | Mixed Materials |  |  | Other Building Elements |  | STAGE_1_EMPTY_ROW
1359 |  | Basic price of structural steel Rs. 49,500/ MT | [16 empty] | NOTE |  | OTHERS | Mixed Materials |  |  | Other Building Elements |  | STAGE_1_NOTE_DETECTED
1360 |  | PREAMBLE | [15 empty] | Chunk_52 | LINE_ITEM |  | OTHERS | Mixed Materials |  |  | Other Building Elements |  | STAGE_3_ENHANCED_INHERITANCE | 90.0% | ENHANCED_CONTEXT_INHERITANCE | False | False | OVERRIDE_NEW_ACTIVITY | {}
1361 | [14 empty] | 0 |  |  |  | EMPTY |  | OTHERS | Mixed Materials |  |  | Other Building Elements |  | STAGE_1_EMPTY_ROW
1362 | [14 empty] | 0 |  |  |  | EMPTY |  | OTHERS | Mixed Materials |  |  | Other Building Elements |  | STAGE_1_EMPTY_ROW
1363 | [14 empty] | 0 |  |  |  | EMPTY |  | OTHERS | Mixed Materials |  |  | Other Building Elements |  | STAGE_1_EMPTY_ROW
1364 | [14 empty] | 0 |  |  |  | EMPTY |  | OTHERS | Mixed Materials |  |  | Other Building Elements |  | STAGE_1_EMPTY_ROW
1365 | [14 empty] | 0 |  |  |  | EMPTY |  | OTHERS | Mixed Materials |  |  | Other Building Elements |  | STAGE_1_EMPTY_ROW
1366 | [14 empty] | 0 |  |  |  | EMPTY |  | OTHERS | Mixed Materials |  |  | Other Building Elements |  | STAGE_1_EMPTY_ROW
1367 |  | Basic price of Cement ; Rs.240/Bag | [16 empty] | NOTE |  | OTHERS | Mixed Materials |  |  | Other Building Elements |  | STAGE_1_NOTE_DETECTED
1368 | [14 empty] | 0 |  |  |  | EMPTY |  | OTHERS | Mixed Materials |  |  | Other Building Elements |  | STAGE_1_EMPTY_ROW
1369 | [14 empty] | 0 |  |  |  | EMPTY |  | OTHERS | Mixed Materials |  |  | Other Building Elements |  | STAGE_1_EMPTY_ROW
1370 | [14 empty] | 0 |  |  |  | EMPTY |  | OTHERS | Mixed Materials |  |  | Other Building Elements |  | STAGE_1_EMPTY_ROW
1371 | [14 empty] | 0 |  |  |  | EMPTY |  | OTHERS | Mixed Materials |  |  | Other Building Elements |  | STAGE_1_EMPTY_ROW
1372 | [14 empty] | 0 |  |  |  | EMPTY |  | OTHERS | Mixed Materials |  |  | Other Building Elements |  | STAGE_1_EMPTY_ROW
1373 | [14 empty] | 0 |  |  |  | EMPTY |  | OTHERS | Mixed Materials |  |  | Other Building Elements |  | STAGE_1_EMPTY_ROW
1374 | [14 empty] | 0 |  |  |  | EMPTY |  | OTHERS | Mixed Materials |  |  | Other Building Elements |  | STAGE_1_EMPTY_ROW
1375 | [14 empty] | 0 |  |  |  | EMPTY |  | OTHERS | Mixed Materials |  |  | Other Building Elements |  | STAGE_1_EMPTY_ROW
1376 | [14 empty] | 0 |  |  |  | EMPTY |  | OTHERS | Mixed Materials |  |  | Other Building Elements |  | STAGE_1_EMPTY_ROW
1377 | [14 empty] | 0 |  |  |  | EMPTY |  | OTHERS | Mixed Materials |  |  | Other Building Elements |  | STAGE_1_EMPTY_ROW
1378 | [14 empty] | 0 |  |  |  | EMPTY |  | OTHERS | Mixed Materials |  |  | Other Building Elements |  | STAGE_1_EMPTY_ROW
1379 | [14 empty] | 0 |  |  |  | EMPTY |  | OTHERS | Mixed Materials |  |  | Other Building Elements |  | STAGE_1_EMPTY_ROW
1380 | [14 empty] | 0 |  |  |  | EMPTY |  | OTHERS | Mixed Materials |  |  | Other Building Elements |  | STAGE_1_EMPTY_ROW
1381 | [14 empty] | 0 |  |  |  | EMPTY |  | OTHERS | Mixed Materials |  |  | Other Building Elements |  | STAGE_1_EMPTY_ROW
1382 | [14 empty] | 0 |  |  |  | EMPTY |  | OTHERS | Mixed Materials |  |  | Other Building Elements |  | STAGE_1_EMPTY_ROW
1383 | [14 empty] | 0 |  |  |  | EMPTY |  | OTHERS | Mixed Materials |  |  | Other Building Elements |  | STAGE_1_EMPTY_ROW
1384 | [14 empty] | 0 |  |  |  | EMPTY |  | OTHERS | Mixed Materials |  |  | Other Building Elements |  | STAGE_1_EMPTY_ROW
1385 |  | Note : All puddle flanges to be hot dip galvanised. | [12 empty] | 0 |  |  |  | NOTE |  | OTHERS | Mixed Materials |  |  | Other Building Elements |  | STAGE_1_NOTE_DETECTED
1386 | [14 empty] | 0 |  |  |  | EMPTY |  | OTHERS | Mixed Materials |  |  | Other Building Elements |  | STAGE_1_EMPTY_ROW
1387 |  | Note: All puddle flanges to be hot dip galvanized and both sides fixed with dummy plate. | [12 empty] | 0 |  |  |  | NOTE |  | OTHERS | Mixed Materials |  |  | Other Building Elements |  | STAGE_1_NOTE_DETECTED
1388 | [14 empty] | 0 |  |  |  | EMPTY |  | OTHERS | Mixed Materials |  |  | Other Building Elements |  | STAGE_1_EMPTY_ROW
1389 |  | Note : All puddle flanges to be hot dip galvanised. | [12 empty] | 0 |  |  |  | NOTE |  | OTHERS | Mixed Materials |  |  | Other Building Elements |  | STAGE_1_NOTE_DETECTED
1390 | [14 empty] | 0 |  |  |  | EMPTY |  | OTHERS | Mixed Materials |  |  | Other Building Elements |  | STAGE_1_EMPTY_ROW
1391 | L 10 | Providing and laying 20 mm size grade aggregate for sub - soil drainage system to the specified width and depth as indicated in the drawing, cost shall include necessary lead and lift etc., complete. |  |  | Cum | 12 |  | 5 | 5 | 5 |  | 15 | 27 | #ERROR! | #ERROR! | Alround Drain at 3.0 m center to center and 900mm depth |  | Chunk_87_HEADER | HEADER |  | OTHERS | Mixed Materials |  |  | Other Building Elements | ACTIVITY PRIORITY CORRECTED: Classified as secondary category: OTHERS | STAGE_2_AI_VERIFIED_WITH_ACTIVITY_PRIORITY | 95.0% | AI_HEADER_VERIFICATION_ACTIVITY_PRIORITY |  |  | HEADER_VERIFICATION | {}
1392 | [14 empty] | 0 |  |  |  | EMPTY |  | OTHERS | Mixed Materials |  |  | Other Building Elements |  | STAGE_1_EMPTY_ROW
1393 | [14 empty] | 0 |  |  |  | EMPTY |  | OTHERS | Mixed Materials |  |  | Other Building Elements |  | STAGE_1_EMPTY_ROW
1394 | [14 empty] | 0 |  |  |  | EMPTY |  | OTHERS | Mixed Materials |  |  | Other Building Elements |  | STAGE_1_EMPTY_ROW
1395 | [14 empty] | 0 |  |  |  | EMPTY |  | OTHERS | Mixed Materials |  |  | Other Building Elements |  | STAGE_1_EMPTY_ROW
1396 | [14 empty] | 0 |  |  |  | EMPTY |  | OTHERS | Mixed Materials |  |  | Other Building Elements |  | STAGE_1_EMPTY_ROW
1397 | [14 empty] | 0 |  |  |  | EMPTY |  | OTHERS | Mixed Materials |  |  | Other Building Elements |  | STAGE_1_EMPTY_ROW
1398 | [14 empty] | 0 |  |  |  | EMPTY |  | OTHERS | Mixed Materials |  |  | Other Building Elements |  | STAGE_1_EMPTY_ROW
1399 | [14 empty] | 0 |  |  |  | EMPTY |  | OTHERS | Mixed Materials |  |  | Other Building Elements |  | STAGE_1_EMPTY_ROW
1400 | [14 empty] | 0 |  |  |  | EMPTY |  | OTHERS | Mixed Materials |  |  | Other Building Elements |  | STAGE_1_EMPTY_ROW
1401 | [14 empty] | 0 |  |  |  | EMPTY |  | OTHERS | Mixed Materials |  |  | Other Building Elements |  | STAGE_1_EMPTY_ROW
1402 | [14 empty] | 0 |  |  |  | EMPTY |  | OTHERS | Mixed Materials |  |  | Other Building Elements |  | STAGE_1_EMPTY_ROW
1403 | [14 empty] | 0 |  |  |  | EMPTY |  | OTHERS | Mixed Materials |  |  | Other Building Elements |  | STAGE_1_EMPTY_ROW
1404 | [14 empty] | 0 |  |  |  | EMPTY |  | OTHERS | Mixed Materials |  |  | Other Building Elements |  | STAGE_1_EMPTY_ROW
1405 | [14 empty] | 0 |  |  |  | EMPTY |  | OTHERS | Mixed Materials |  |  | Other Building Elements |  | STAGE_1_EMPTY_ROW
1406 | [14 empty] | 0 |  |  |  | EMPTY |  | OTHERS | Mixed Materials |  |  | Other Building Elements |  | STAGE_1_EMPTY_ROW
1407 | [14 empty] | 0 |  |  |  | EMPTY |  | OTHERS | Mixed Materials |  |  | Other Building Elements |  | STAGE_1_EMPTY_ROW
1408 | [14 empty] | 0 |  |  |  | EMPTY |  | OTHERS | Mixed Materials |  |  | Other Building Elements |  | STAGE_1_EMPTY_ROW
1409 | [14 empty] | 0 |  |  |  | EMPTY |  | OTHERS | Mixed Materials |  |  | Other Building Elements |  | STAGE_1_EMPTY_ROW
1410 |  |  |  |  | Sqm | [6 empty] | 0 | RO | #ERROR! | 0 |  |  |  | EMPTY |  | OTHERS | Mixed Materials |  |  | Other Building Elements |  | STAGE_1_EMPTY_ROW
1411 | [14 empty] | 0 |  |  |  | EMPTY |  | OTHERS | Mixed Materials |  |  | Other Building Elements |  | STAGE_1_EMPTY_ROW
1412 | [14 empty] | 0 |  |  |  | EMPTY |  | OTHERS | Mixed Materials |  |  | Other Building Elements |  | STAGE_1_EMPTY_ROW
1413 |  |  |  |  | Rmt | [6 empty] | 0 | RO | #ERROR! | 0 |  |  |  | EMPTY |  | OTHERS | Mixed Materials |  |  | Other Building Elements |  | STAGE_1_EMPTY_ROW
1414 | [14 empty] | 0 |  |  |  | EMPTY |  | OTHERS | Mixed Materials |  |  | Other Building Elements |  | STAGE_1_EMPTY_ROW
1415 | [14 empty] | 0 |  |  |  | EMPTY |  | OTHERS | Mixed Materials |  |  | Other Building Elements |  | STAGE_1_EMPTY_ROW
1416 | [14 empty] | 0 |  |  |  | EMPTY |  | OTHERS | Mixed Materials |  |  | Other Building Elements |  | STAGE_1_EMPTY_ROW
1417 | [13 empty] | #ERROR! | #ERROR! |  |  |  | EMPTY |  | OTHERS | Mixed Materials |  |  | Other Building Elements |  | STAGE_1_EMPTY_ROW
1418 | [14 empty] | 0 |  |  |  | EMPTY |  | OTHERS | Mixed Materials |  |  | Other Building Elements |  | STAGE_1_EMPTY_ROW
1419 | [14 empty] | 0 |  |  |  | EMPTY |  | OTHERS | Mixed Materials |  |  | Other Building Elements |  | STAGE_1_EMPTY_ROW
1420 | [13 empty] | #ERROR! | #ERROR! |  |  |  | EMPTY |  | OTHERS | Mixed Materials |  |  | Other Building Elements |  | STAGE_1_EMPTY_ROW
1421 | [13 empty] | #ERROR! |  |  |  |  | EMPTY |  | OTHERS | Mixed Materials |  |  | Other Building Elements |  | STAGE_1_EMPTY_ROW
1422 | [14 empty] | 0 |  |  |  | EMPTY |  | OTHERS | Mixed Materials |  |  | Other Building Elements |  | STAGE_1_EMPTY_ROW
1423 | [14 empty] | 0 |  |  |  | EMPTY |  | OTHERS | Mixed Materials |  |  | Other Building Elements |  | STAGE_1_EMPTY_ROW
1424 | [14 empty] | 0 |  |  |  | EMPTY |  | OTHERS | Mixed Materials |  |  | Other Building Elements |  | STAGE_1_EMPTY_ROW
1425 | [14 empty] | 0 |  |  |  | EMPTY |  | OTHERS | Mixed Materials |  |  | Other Building Elements |  | STAGE_1_EMPTY_ROW
1426 | [14 empty] | 0 |  |  |  | EMPTY |  | OTHERS | Mixed Materials |  |  | Other Building Elements |  | STAGE_1_EMPTY_ROW
1427 | [14 empty] | 0 |  |  |  | EMPTY |  | OTHERS | Mixed Materials |  |  | Other Building Elements |  | STAGE_1_EMPTY_ROW
1428 | [14 empty] | 0 |  |  |  | EMPTY |  | OTHERS | Mixed Materials |  |  | Other Building Elements |  | STAGE_1_EMPTY_ROW
1429 | [14 empty] | 0 |  |  |  | EMPTY |  | OTHERS | Mixed Materials |  |  | Other Building Elements |  | STAGE_1_EMPTY_ROW
1430 | [14 empty] | 0 |  |  |  | EMPTY |  | OTHERS | Mixed Materials |  |  | Other Building Elements |  | STAGE_1_EMPTY_ROW
1431 | [14 empty] | 0 |  |  |  | EMPTY |  | OTHERS | Mixed Materials |  |  | Other Building Elements |  | STAGE_1_EMPTY_ROW
1432 | [14 empty] | 0 |  |  |  | EMPTY |  | OTHERS | Mixed Materials |  |  | Other Building Elements |  | STAGE_1_EMPTY_ROW
1433 | [14 empty] | 0 |  |  |  | EMPTY |  | OTHERS | Mixed Materials |  |  | Other Building Elements |  | STAGE_1_EMPTY_ROW
1434 | [14 empty] | 0 |  |  |  | EMPTY |  | OTHERS | Mixed Materials |  |  | Other Building Elements |  | STAGE_1_EMPTY_ROW
1435 | [14 empty] | 0 |  |  |  | EMPTY |  | OTHERS | Mixed Materials |  |  | Other Building Elements |  | STAGE_1_EMPTY_ROW
1436 | [14 empty] | 0 |  |  |  | EMPTY |  | OTHERS | Mixed Materials |  |  | Other Building Elements |  | STAGE_1_EMPTY_ROW
1437 | [14 empty] | 0 |  |  |  | EMPTY |  | OTHERS | Mixed Materials |  |  | Other Building Elements |  | STAGE_1_EMPTY_ROW
1438 | [14 empty] | 0 |  |  |  | EMPTY |  | OTHERS | Mixed Materials |  |  | Other Building Elements |  | STAGE_1_EMPTY_ROW
1439 | [14 empty] | 0 |  |  |  | EMPTY |  | OTHERS | Mixed Materials |  |  | Other Building Elements |  | STAGE_1_EMPTY_ROW
1440 | [14 empty] | 0 |  |  |  | EMPTY |  | OTHERS | Mixed Materials |  |  | Other Building Elements |  | STAGE_1_EMPTY_ROW
1441 | [14 empty] | 0 |  |  |  | EMPTY |  | OTHERS | Mixed Materials |  |  | Other Building Elements |  | STAGE_1_EMPTY_ROW
1442 | [14 empty] | 0 |  |  |  | EMPTY |  | OTHERS | Mixed Materials |  |  | Other Building Elements |  | STAGE_1_EMPTY_ROW
1443 | [14 empty] | 0 |  |  |  | EMPTY |  | OTHERS | Mixed Materials |  |  | Other Building Elements |  | STAGE_1_EMPTY_ROW
1444 | [14 empty] | 0 |  |  |  | EMPTY |  | OTHERS | Mixed Materials |  |  | Other Building Elements |  | STAGE_1_EMPTY_ROW
1445 | [14 empty] | 0 |  |  |  | EMPTY |  | OTHERS | Mixed Materials |  |  | Other Building Elements |  | STAGE_1_EMPTY_ROW
1446 | [14 empty] | 0 |  |  |  | EMPTY |  | OTHERS | Mixed Materials |  |  | Other Building Elements |  | STAGE_1_EMPTY_ROW
1447 | [14 empty] | 0 |  |  |  | EMPTY |  | OTHERS | Mixed Materials |  |  | Other Building Elements |  | STAGE_1_EMPTY_ROW
1448 | [14 empty] | 0 |  |  |  | EMPTY |  | OTHERS | Mixed Materials |  |  | Other Building Elements |  | STAGE_1_EMPTY_ROW
1449 | [14 empty] | 0 |  |  |  | EMPTY |  | OTHERS | Mixed Materials |  |  | Other Building Elements |  | STAGE_1_EMPTY_ROW
1450 | [14 empty] | 0 |  |  |  | EMPTY |  | OTHERS | Mixed Materials |  |  | Other Building Elements |  | STAGE_1_EMPTY_ROW
1451 | [14 empty] | 0 |  |  |  | EMPTY |  | OTHERS | Mixed Materials |  |  | Other Building Elements |  | STAGE_1_EMPTY_ROW
1452 | [14 empty] | 0 |  |  |  | EMPTY |  | OTHERS | Mixed Materials |  |  | Other Building Elements |  | STAGE_1_EMPTY_ROW
1453 | [11 empty] | 0 | [6 empty] | EMPTY |  | OTHERS | Mixed Materials |  |  | Other Building Elements |  | STAGE_1_EMPTY_ROW
1454 | [11 empty] | 0 |  |  | 0 |  |  |  | EMPTY |  | OTHERS | Mixed Materials |  |  | Other Building Elements |  | STAGE_1_EMPTY_ROW
1455 | [14 empty] | 0 |  |  |  | EMPTY |  | OTHERS | Mixed Materials |  |  | Other Building Elements |  | STAGE_1_EMPTY_ROW
1456 | [14 empty] | 0 |  |  |  | EMPTY |  | OTHERS | Mixed Materials |  |  | Other Building Elements |  | STAGE_1_EMPTY_ROW
1457 | [14 empty] | 0 |  |  |  | EMPTY |  | OTHERS | Mixed Materials |  |  | Other Building Elements |  | STAGE_1_EMPTY_ROW
1458 | [14 empty] | 0 |  |  |  | EMPTY |  | OTHERS | Mixed Materials |  |  | Other Building Elements |  | STAGE_1_EMPTY_ROW
1459 | [14 empty] | 0 |  |  |  | EMPTY |  | OTHERS | Mixed Materials |  |  | Other Building Elements |  | STAGE_1_EMPTY_ROW
1460 | [14 empty] | 0 |  |  |  | EMPTY |  | OTHERS | Mixed Materials |  |  | Other Building Elements |  | STAGE_1_EMPTY_ROW
1461 | [14 empty] | 0 |  |  |  | EMPTY |  | OTHERS | Mixed Materials |  |  | Other Building Elements |  | STAGE_1_EMPTY_ROW
1462 |  |  |  |  | Sqm | 7288 | 623 | 0 |  |  |  | 0 | 7911 | #ERROR! | #ERROR! |  |  |  | EMPTY |  | OTHERS | Mixed Materials |  |  | Other Building Elements |  | STAGE_1_EMPTY_ROW
1463 |  |  |  |  | Sqm | 0 | 0 | 977 | 1187 | 898 | 332 | 3394 | 3394 | 998 | 3387212 |  |  |  | EMPTY |  | OTHERS | Mixed Materials |  |  | Other Building Elements |  | STAGE_1_EMPTY_ROW
1464 |  |  |  |  | Sqm | 0 | 0 | 0 | 0 | 129 | 0 | 129 | 129 | 998 | 128742 |  |  |  | EMPTY |  | OTHERS | Mixed Materials |  |  | Other Building Elements |  | STAGE_1_EMPTY_ROW
1465 |  |  |  |  | Sqm | 47 | 4 | 32 | 45 | 201 |  | 278 | 329 | 998 | 328342 | For Ventilation shaft RCC slab covering |  |  | EMPTY |  | OTHERS | Mixed Materials |  |  | Other Building Elements |  | STAGE_1_EMPTY_ROW
1466 |  |  |  |  | Sqm | [5 empty] | 555 | 555 | 555 | 950 | 527250 |  |  |  | EMPTY |  | OTHERS | Mixed Materials |  |  | Other Building Elements |  | STAGE_1_EMPTY_ROW
1467 | [15 empty] | All the dmensions as per MEP drawings Tower C - OHT details are avilable and considered same for Tower A & B |  |  | EMPTY |  | OTHERS | Mixed Materials |  |  | Other Building Elements |  | STAGE_1_EMPTY_ROW
1468 | Prepared by |  |  |  |  | Head Estimation | [9 empty] | Project Head |  |  | EMPTY |  | OTHERS | Mixed Materials |  |  | Other Building Elements |  | STAGE_1_EMPTY_ROW
1469 | Ms. Snehalatha E S |  |  |  |  | Mr. Arunkumar S | [9 empty] | Mr. Srinivasa N AVP - Projects |  |  | EMPTY |  | OTHERS | Mixed Materials |  |  | Other Building Elements |  | STAGE_1_EMPTY_ROW
1470 | N 34.1 | Basic Rate : Rs.20/Sft Location : Terrace flooring & at locations wherever directed by EIC. |  |  | Rmt | [6 empty] | 0 | RO |  | 0 | Considered for the Terrace area & also the perimeter of the shafts. |  | Chunk_131 | LINE_ITEM | Rmt | OTHERS | N/A |  |  | Other Building Elements |  | STAGE_3_ENHANCED_INHERITANCE | 90.0% | ENHANCED_CONTEXT_INHERITANCE | False | False | OVERRIDE_UNIT_CONTRADICTION | {}
1471 | N 38 | Providing & Fixing of PVC beading for corners of tile dado of Arpita or equivalent make of approved shade fixed to proper line & level at locations as shown in the drg and as per directions of EIC, etc., complete. External round edge PVC tile beading. | [12 empty] | 0 |  |  | Chunk_131 | LINE_ITEM |  | OTHERS | PVC Beading |  |  | Facades |  | STAGE_3_ENHANCED_INHERITANCE | 90.0% | ENHANCED_CONTEXT_INHERITANCE | False | False | OVERRIDE_NEW_ACTIVITY | {}
1472 | L 4 | Providing, placing and fixing in position PVC board of following thickness of supreme make - CAPCELL HD 100 of 100 kg/cum density at all expansion joints and separation joints at all levels and wherever specified to the required sizes, shapes, etc., complete | [12 empty] | 0 |  |  | Chunk_81_HEADER | HEADER |  | OTHERS | PVC board |  |  | Other Building Elements | ACTIVITY PRIORITY CORRECTED: The primary activity is providing and fixing PVC board for expansion and separation joints, which does not fit into any specific Prime Seven or other secondary categories. | STAGE_2_AI_VERIFIED_WITH_ACTIVITY_PRIORITY | 90.0% | AI_HEADER_VERIFICATION_ACTIVITY_PRIORITY |  |  | HEADER_VERIFICATION | {}
1473 | (i) | 25 mm thick |  |  | sqm | [6 empty] | 0 | RO | #ERROR! | 0 | Not shown in drawing |  | Chunk_81 | LINE_ITEM | sqm | OTHERS | PVC board |  |  | Other Building Elements |  | STAGE_3_ENHANCED_INHERITANCE | 90.0% | ENHANCED_CONTEXT_INHERITANCE | True | False | INHERITED_WITH_MODIFICATION | {}
1474 | (ii) | 50 mm thick |  |  | sqm | 163 | [5 empty] | 0 | 163 | #ERROR! | #ERROR! | 95.92 Sqm - (BF 02 columns & BF 01 Roof) 96.92 Sqm - (BF 01 columns & GF Roof) |  | Chunk_81 | LINE_ITEM | sqm | OTHERS | PVC board |  |  | Other Building Elements |  | STAGE_3_ENHANCED_INHERITANCE | 90.0% | ENHANCED_CONTEXT_INHERITANCE | True | False | INHERITED_WITH_MODIFICATION | {}
1475 | (iii) | 75 mm thick Mode of Measurement : To be measured as one Surface area and NOT in multiples of board thickness. |  |  | sqm | [6 empty] | 0 | RO | #ERROR! | 0 | Not shown in drawing |  | Chunk_81 | LINE_ITEM | sqm | OTHERS | PVC board |  |  | Other Building Elements |  | STAGE_3_ENHANCED_INHERITANCE | 90.0% | ENHANCED_CONTEXT_INHERITANCE | True | False | INHERITED_WITH_MODIFICATION | {}
1476 | (iv) | 150 mm thick |  |  | sqm | 251 | [5 empty] | 0 | 251 | #ERROR! | #ERROR! | 18.6 Sqm - (BF 02 columns & BF 01 Roof) 18.6 Sqm - (BF 01 columns & GF Roof) |  | Chunk_81 | LINE_ITEM | sqm | OTHERS | PVC board |  |  | Other Building Elements |  | STAGE_3_ENHANCED_INHERITANCE | 90.0% | ENHANCED_CONTEXT_INHERITANCE | True | False | INHERITED_WITH_MODIFICATION | {}
1477 | (v) | 100mm thick Mode of Measurement : To be measured as one Surface area and NOT in multiples of board thickness. |  |  | sqm | [6 empty] | 0 | RO | #ERROR! | 0 | Not shown in drawing |  | Chunk_81 | LINE_ITEM | sqm | OTHERS | PVC board |  |  | Other Building Elements |  | STAGE_3_ENHANCED_INHERITANCE | 90.0% | ENHANCED_CONTEXT_INHERITANCE | True | False | INHERITED_WITH_MODIFICATION | {}
1478 | I 17 | Supply and installation Multicell 12MM Polycarbonate sheet of COXWELL / FLUX / DANPALON or any other approved equivalent make with good weathering property ,light transmission ranging from 40% to 90% ,both side UV coated with necessary tools fixing in slope without damaging the same to ensure best performance for wind uplift ,vibration ,oil canning and visual appearance .Panels shall be fixed on purlins with fastener /Retention clips and U connectors in the same colour of the panel,Fasterners/Retention cleats shall be secured on MS strcuture with self drilling screws.Panel ends shall be finished with additional anti -dust tape/endcap/Aluminium U profile (Mill -finished).Above panel system should be fixed over the supporting MS structure.samples to be submitted for plant Head approval.All Required as per specification ,drawings and as directed by EIC.Polycarbonate sheet Make-Coxwell. Rate excluding MS frame work. Location : Podium to Basment - Entry & Exit ramp roof covering |  |  | Sqm | 663 | [5 empty] | 0 | 663 | 4119 | 2730897 | For Ramps coverig at Ground floor. Tentative qty considered. Qty may vary as per GFC Ramp 01 - 24.8 x 4.95 m Ramp 02 - 32.8 x 4.95 m Ramp 03 - 20 x 10 m Ramp 04 - 22.2 x 8 m |  | Chunk_63_HEADER | HEADER |  | OTHERS | Polycarbonate Sheet |  |  | Load-bearing Structural Frame | ACTIVITY PRIORITY CORRECTED: The primary activity is the installation of polycarbonate sheets, which is not a 'Prime Seven' category. It is a specialized roofing/cladding material, thus classified as 'OTHERS'. | STAGE_2_AI_VERIFIED_WITH_ACTIVITY_PRIORITY | 95.0% | AI_HEADER_VERIFICATION_ACTIVITY_PRIORITY |  |  | HEADER_VERIFICATION | {}
1479 | I 15 | Providing and fixing colourless/ transparent Polycarbonate profiled sheets of " GE- Plastics India Ltd " / Danpalan/DPI/Coxwell/Lexan or any other approved equivalent make with necessary aluminium top & bottom profiled sections for polycarbonate sheet seating, self drilling & self tapping screws / bolts, rubber gaskets, washers, nuts & sealed THE JOINTS WITH water resistant approved sealants etc. The profile of the polycarbonate sheet to match with the profile of roofing sheet unless otherwise specified. The side laps will be 1.5 corrugation and end laps 150mm. At all height and locations etc., complete for following thickness & profile sheets: (Laps either with same or with other roofing metal will not be considered for payment). Location : Terrace shaft covering & at locations wherever directed by EIC. | [12 empty] | 0 |  |  | Chunk_61_HEADER | HEADER |  | OTHERS | Polycarbonate Sheets |  |  | Other Building Elements | ACTIVITY PRIORITY CORRECTED: The activity is fixing permanent polycarbonate sheets for covering, which is not formwork and does not fit any Prime Seven or specific secondary category. Classified as OTHERS. | STAGE_2_AI_VERIFIED_WITH_ACTIVITY_PRIORITY | 90.0% | AI_HEADER_VERIFICATION_ACTIVITY_PRIORITY |  |  | HEADER_VERIFICATION | {}
1480 | I | Multi wall tunnel section-10 mm thick |  |  | Sqm | [6 empty] | 0 | RO | #ERROR! | 0 |  |  | Chunk_61 | LINE_ITEM | Sqm | OTHERS | Polycarbonate Sheets |  |  | Other Building Elements |  | STAGE_3_ENHANCED_INHERITANCE | 90.0% | ENHANCED_CONTEXT_INHERITANCE | True | False | INHERITED_WITH_MODIFICATION | {}
1481 | b | Multi wall tunnel section-6 mm thick |  |  | Sqm |  |  | 10 | 0 | 33 |  | 43 | 43 | #ERROR! | #ERROR! | Terrace OTS Covers is considered. Shaft closure slabs are considered under precast covers line item No.C30 |  | Chunk_61 | LINE_ITEM | Sqm | OTHERS | Polycarbonate Sheets |  |  | Other Building Elements |  | STAGE_3_ENHANCED_INHERITANCE | 90.0% | ENHANCED_CONTEXT_INHERITANCE | True | False | INHERITED_WITH_MODIFICATION | {}
1482 | J 3 | Over and above Item for cutting grooves (at every 4 m or as specified by EIC) of size 5 mm/6mm x 10 mm at control joints & at all locations indicated by EIC and filling the grooves with polymer based Sealant (Colpor - 200 from Fosroc chemicals or equivalent) Location : Parking area VDF flooring & at locations wherever directed by EIC. | [12 empty] | 0 |  |  | Chunk_64 | LINE_ITEM |  | OTHERS | Polymer Based Sealant |  |  | Other Building Elements |  | STAGE_3_ENHANCED_INHERITANCE | 90.0% | ENHANCED_CONTEXT_INHERITANCE | False | False | OVERRIDE_NEW_ACTIVITY | {}
1483 | A 12.1 | Below PCC of footings, rafts or wherever directed by EIC. |  |  | Sqm | 11529 | 967 |  |  |  |  | 0 | 12496 | 124 | 1549504 | Basement footing below raft PCC area (Below Footing & stiched slab) Project head to confirm line item required or not |  | Chunk_10 | LINE_ITEM | Sqm | OTHERS | Polythene Sheet |  |  | Foundations (Substructure) |  | STAGE_3_ENHANCED_INHERITANCE | 90.0% | ENHANCED_CONTEXT_INHERITANCE | True | False | INHERITED_WITH_MODIFICATION | {}
1484 | A 12.3 | Below PCC of grade slab |  |  | Sqm | 10154 | 911 |  |  |  |  | 0 | 11065 | 124 | 1372060 | Grade slab below PCC area considered & Project head to confirm line item required or not |  | Chunk_10 | LINE_ITEM | Sqm | OTHERS | Polythene Sheet |  |  | Load-bearing Structural Frame |  | STAGE_3_ENHANCED_INHERITANCE | 90.0% | ENHANCED_CONTEXT_INHERITANCE | True | False | INHERITED_WITH_MODIFICATION | {}
1485 | A 12 | Providing and laying 500 micron gauge polythene paper/ Polythene sheet at locations indicated below to the required levels, including supply, loading and unloading, storing, transportation, laying, sealing of junctions and overlaps, all leads and lifts, etc. Complete as directed by EIC. | [12 empty] | 0 |  |  | Chunk_10_HEADER | HEADER |  | OTHERS | Polythene Sheet |  |  | Other Building Elements | ACTIVITY PRIORITY CONFIRMED: Laying | STAGE_2_AI_VERIFIED_WITH_ACTIVITY_PRIORITY | 95.0% | AI_HEADER_VERIFICATION_ACTIVITY_PRIORITY |  |  | HEADER_VERIFICATION | {}
1486 | N36 | Cutting grooves of size 6mm x 12mm in clay tile flooring at every 6m interval in both the directions at terrace locations, providing and filling the groove with polyurethane sealant 'SU10 of Ardex Endura' or polysulphide sealant 'Thioflex 600 of FOSROC' or equivalent make including providing and applying suitable primer as per manufacturer's specification. Rate to include for removal of debris, cleaning of the groove before filling, inserting backer rod of required size etc. complete as per standard specifications / approved drawings and as directed by EIC. | [12 empty] | 0 |  |  | Chunk_131 | LINE_ITEM |  | OTHERS | Polyurethane/Polysulphide Sealant |  |  | Other Building Elements |  | STAGE_3_ENHANCED_INHERITANCE | 90.0% | ENHANCED_CONTEXT_INHERITANCE | False | False | OVERRIDE_NEW_ACTIVITY | {}
1487 | J 5 | Extra over above item no. J 4, for providing power trowelling / mechanical float for concrete surface as per standard specifications and as directed by engineer in-charge Location : Utility Room, Service Provider, Pump Room - STP & UG, LMR room screed concrete flooring & at locations wherever directed by EIC. |  |  | Sqm | 309 | [5 empty] | 0 | 309 | #ERROR! | #ERROR! | Power Trowelling Fire Pump room - 122.42 Sqm PHE Pump room - 82.25 Sqm STP Pump room - 104.04 Sqm |  | Chunk_65 | LINE_ITEM | Sqm | OTHERS | Power Trowelling/Mechanical Float |  |  | Other Building Elements |  | STAGE_3_ENHANCED_INHERITANCE | 90.0% | ENHANCED_CONTEXT_INHERITANCE | False | False | OVERRIDE_UNIT_CONTRADICTION | {}
1488 |  | PREMABLE | [15 empty] | Chunk_11 | LINE_ITEM |  | OTHERS | Preamble |  |  | Other Building Elements |  | STAGE_3_ENHANCED_INHERITANCE | 90.0% | ENHANCED_CONTEXT_INHERITANCE | False | False | OVERRIDE_NEW_ACTIVITY | {}
1489 | a | 450 mm x 450 mm clear & Depth up to 600 mm - Precast cover of Light duty. |  |  | Each | 5 | [5 empty] | 0 | 5 | #ERROR! | #ERROR! | Not shown in drawing, Notional qty considered |  | Chunk_80 | LINE_ITEM | Each | OTHERS | Precast cover |  |  | Other Building Elements |  | STAGE_3_ENHANCED_INHERITANCE | 90.0% | ENHANCED_CONTEXT_INHERITANCE | False | False | OVERRIDE_UNIT_CONTRADICTION | {}
1490 | a1 | 450 mm x 450 mm clear & Depth up to 600 mm - Precast cover of Medium duty. |  |  | Each | 26 | [5 empty] | 0 | 26 | #ERROR! | #ERROR! | Item added - due to vehical movemnet considered medium duty |  | Chunk_80 | LINE_ITEM | Each | OTHERS | Precast cover |  |  | Other Building Elements |  | STAGE_3_ENHANCED_INHERITANCE | 90.0% | ENHANCED_CONTEXT_INHERITANCE | False | False | OVERRIDE_UNIT_CONTRADICTION | {}
1491 | b | 450 mm x 450 mm clear & Depth up to 750 mm - Precast cover of Light duty. |  |  | Each | 2 | [5 empty] | 0 | 2 | #ERROR! | #ERROR! | Not shown in drawing, Notional qty considered |  | Chunk_80 | LINE_ITEM | Each | OTHERS | Precast cover |  |  | Other Building Elements |  | STAGE_3_ENHANCED_INHERITANCE | 90.0% | ENHANCED_CONTEXT_INHERITANCE | False | False | OVERRIDE_UNIT_CONTRADICTION | {}
1492 | c | 600 mm x 600 mm clear & Depth up to 600 mm - Precast cover of Medium duty. |  |  | Each | 2 | [5 empty] | 0 | 2 | #ERROR! | #ERROR! | Not shown in drawing, Notional qty considered |  | Chunk_80 | LINE_ITEM | Each | OTHERS | Precast cover |  |  | Other Building Elements |  | STAGE_3_ENHANCED_INHERITANCE | 90.0% | ENHANCED_CONTEXT_INHERITANCE | False | False | OVERRIDE_UNIT_CONTRADICTION | {}
1493 | d | 600 mm x 600 mm clear & Depth up to 750 mm - Precast cover of Medium duty. |  |  | Each | 18 | [5 empty] | 0 | 18 | #ERROR! | #ERROR! |  |  | Chunk_80 | LINE_ITEM | Each | OTHERS | Precast cover |  |  | Other Building Elements |  | STAGE_3_ENHANCED_INHERITANCE | 90.0% | ENHANCED_CONTEXT_INHERITANCE | False | False | OVERRIDE_UNIT_CONTRADICTION | {}
1494 | e | 600 mm x 600 mm clear & Depth up to 900 mm - Precast cover of Medium duty. |  |  | Each | 11 | [5 empty] | 0 | 11 | #ERROR! | #ERROR! |  |  | Chunk_80 | LINE_ITEM | Each | OTHERS | Precast cover |  |  | Other Building Elements |  | STAGE_3_ENHANCED_INHERITANCE | 90.0% | ENHANCED_CONTEXT_INHERITANCE | False | False | OVERRIDE_UNIT_CONTRADICTION | {}
1495 | f | Same as above item but with 600 mm x 600 mm clear & depth of 1200 mm- Precast cover of Medium duty. |  |  | Each | 1 | [5 empty] | 0 | 1 | #ERROR! | #ERROR! | Not shown in drawing, Notional qty considered |  | Chunk_80 | LINE_ITEM | Each | OTHERS | Precast cover |  |  | Other Building Elements |  | STAGE_3_ENHANCED_INHERITANCE | 90.0% | ENHANCED_CONTEXT_INHERITANCE | False | False | OVERRIDE_UNIT_CONTRADICTION | {}
1496 | g | 750 mm x 750 mm clear & Depth up to 1500 mm - Precast cover of Medium duty. |  |  | Each | 1 | [5 empty] | 0 | 1 | #ERROR! | #ERROR! | Not shown in drawing, Notional qty considered |  | Chunk_80 | LINE_ITEM | Each | OTHERS | Precast cover |  |  | Other Building Elements |  | STAGE_3_ENHANCED_INHERITANCE | 90.0% | ENHANCED_CONTEXT_INHERITANCE | False | False | OVERRIDE_UNIT_CONTRADICTION | {}
1497 | g | 900 mm x 900 mm clear & Depth up to 1200 mm - Precast cover of Medium duty. |  |  | Each | 1 | [5 empty] | 0 | 1 | #ERROR! | #ERROR! | Not shown in drawing, Notional qty considered |  | Chunk_80 | LINE_ITEM | Each | OTHERS | Precast cover |  |  | Other Building Elements |  | STAGE_3_ENHANCED_INHERITANCE | 90.0% | ENHANCED_CONTEXT_INHERITANCE | False | False | OVERRIDE_UNIT_CONTRADICTION | {}
1498 | L 11 | Basement drain works: Providing & constructing RCC BOX drain of width & depth as shown in drawings and as per gradient, with all necessary shuttering, curing etc., complete all as per detail drg layout & instructions of EIC. Location : Entry & Exit Ramp drains and at other locations directed by EIC | [12 empty] | 0 | BF 02 : Length - 4.80m, Width - 0.40m & Height - 0.60m BF 01 : Length - 4.80m, Width - 0.40m & Height - 0.60m GF : Length - 10m, Width - 0.40m & Height - 0.60m GF : Length - 9m, Width - 0.40m & Height - 0.60m |  | Chunk_87 | LINE_ITEM |  | OTHERS | RCC BOX drain |  |  | Foundations (Substructure) |  | STAGE_3_ENHANCED_INHERITANCE | 90.0% | ENHANCED_CONTEXT_INHERITANCE | True | False | INHERITED_WITH_MODIFICATION | {}
1499 | iii | Ramp area at all levels & at locations wherever directed by EIC |  |  | Sqm | 1034 | [5 empty] | 0 | 1034 | #ERROR! | #ERROR! | VDF - 1,033.72 Sqm |  | Chunk_64 | LINE_ITEM | Sqm | OTHERS | Ramp Area Finish |  |  | Other Building Elements |  | STAGE_3_ENHANCED_INHERITANCE | 90.0% | ENHANCED_CONTEXT_INHERITANCE | False | False | OVERRIDE_UNIT_CONTRADICTION | {}
1500 | G 4 | Extra over item no. G 1, G 2, G3, providing and removal of scaffolding for Construction of block masonry walls beyond 4.50m height and locations wherever instructed by EIC . Elevation area beyond 4.5m height will be considered for measurement. Locations : At locations wherever directed by EIC |  |  | Sqm |  |  | 143 | 174 | 262 | 391.935 | 970.935 | 970.935 | #ERROR! | #ERROR! |  |  | Chunk_42 | LINE_ITEM | Sqm | OTHERS | Scaffolding |  |  | Non-loadbearing Items |  | STAGE_3_ENHANCED_INHERITANCE | 90.0% | ENHANCED_CONTEXT_INHERITANCE | False | False | OVERRIDE_NEW_ACTIVITY | {}
1501 | I 3.3 | Providing and applying approved make white colour Silicon sealant of average 5 mm thick, for MS doors on the frontside or backside of the MS door frame and wall/jambs junctions , as directed by EIC. |  |  | Rmt |  |  | 1000 | 1000 | 1000 |  | 3000 | 3000 | 20 | 60000 | Notional qty considered. Actual may vary as per execution at site |  | Chunk_56 | LINE_ITEM | Rmt | OTHERS | Silicon sealant |  |  | Load-bearing Structural Frame |  | STAGE_3_ENHANCED_INHERITANCE | 90.0% | ENHANCED_CONTEXT_INHERITANCE | False | False | OVERRIDE_NEW_ACTIVITY | {}
1502 | L 14 | Closing of Plumbing cut–outs post completion of service lines with suitable size Solid concrete Block work in CM 1:6 or closing with PCC 1:2:4 with necessary shuttering , including grouting making it water tight and providing 15mm thick plastering on both sides (Inside and Outside) in CM 1:4 ,. Rate to include for all materials, scaffolding if necessary , curing , all as per directions of EIC, etc., complete.” | [12 empty] | 0 |  |  | Chunk_89 | LINE_ITEM |  | OTHERS | Solid concrete Block work or PCC with plastering |  |  | Building Installations |  | STAGE_3_ENHANCED_INHERITANCE | 90.0% | ENHANCED_CONTEXT_INHERITANCE | False | False | OVERRIDE_NEW_ACTIVITY | {}
1503 | P 4.1 | Providing, erecting and removing Spider kit suspended scaffolding for Item no. P1 at all levels with all necessary labours, lead, lift and safety measure, etc., complete. Note: Area of painting will be measured for payment. |  |  | Sqm | 0 | 0 | 0 | 0 | 0 | 0 | 0 | RO |  | 0 | Rate is already included in the specfication of item no P1 |  | Chunk_134 | LINE_ITEM | Sqm | OTHERS | Spider Kit Suspended Scaffolding |  |  | Other Building Elements |  | STAGE_3_ENHANCED_INHERITANCE | 90.0% | ENHANCED_CONTEXT_INHERITANCE | False | False | OVERRIDE_NEW_ACTIVITY | {}
1504 | E 24 | MULTIPLE HEIGHT STAGING & BRACING WORKS | [15 empty] | Chunk_39 | LINE_ITEM |  | OTHERS | Staging & Bracing |  |  | Other Building Elements |  | STAGE_3_ENHANCED_INHERITANCE | 90.0% | ENHANCED_CONTEXT_INHERITANCE | False | False | OVERRIDE_NEW_ACTIVITY | {}
1505 |  | B. Following tests to be performed on doors in line with IS 4020 (Part-1):1999 & test reports to be furnished. | [15 empty] | Chunk_66 | LINE_ITEM |  | OTHERS | Tests on Doors |  |  | Other Building Elements |  | STAGE_3_ENHANCED_INHERITANCE | 90.0% | ENHANCED_CONTEXT_INHERITANCE | False | False | OVERRIDE_NEW_ACTIVITY | {}
1506 |  | A. Timber for frames will be KILN dried & moisture level to be maintained at 12% to 14% | [15 empty] | Chunk_66 | LINE_ITEM |  | OTHERS | Timber for frames |  |  | Load-bearing Structural Frame |  | STAGE_3_ENHANCED_INHERITANCE | 90.0% | ENHANCED_CONTEXT_INHERITANCE | False | False | OVERRIDE_NEW_ACTIVITY | {}
1507 | L 23 | Hire charges for tractor to carry out shifting of material, debris etc., as per directions of EIC only. (8 hours duty per day) |  |  | Man-days | 100 | [5 empty] | 0 | 100 | 2994 | 299400 | Notional qty considered. Project head to confirm on the same. |  | Chunk_90 | LINE_ITEM | Man-days | OTHERS | Tractor |  |  | Other Building Elements |  | STAGE_3_ENHANCED_INHERITANCE | 90.0% | ENHANCED_CONTEXT_INHERITANCE | False | False | OVERRIDE_UNIT_CONTRADICTION | {}
1508 | C 29 | Providing and laying self sealing / water swelling bars of Master flex 610 BASF or equivalent at all construction joints of retaining walls and water retaining structures and wherever specified with proper overlaps at joints of approved makes as per manufacturer's specification. Master flex 20 x 10 mm (or) Equivalent make Location : For RW, STP, UG sump and other water collection sumps in Basement & at locations wherever directed by EIC |  |  | Rmt | 2811 | 319 |  |  |  |  | 0 | 3130 | #ERROR! | #ERROR! | Project head to confirm on below mentioned consideration Horizontal - 2.4m center to center Vertical - 20.0m center to center Retaining wall - 3418.25m Rain water Tank - 246.34m UG Sump - 848m STP Tank - 947m Storm Water Tank - 179.30m |  | Chunk_26 | LINE_ITEM | Rmt | OTHERS | Water Swelling Bars |  |  | Foundations (Substructure) |  | STAGE_3_ENHANCED_INHERITANCE | 90.0% | ENHANCED_CONTEXT_INHERITANCE | False | False | OVERRIDE_UNIT_CONTRADICTION | {}
1509 | K1 | WOODEN DOORS | [15 empty] | Chunk_66 | LINE_ITEM |  | OTHERS | Wooden Doors |  |  | Other Building Elements |  | STAGE_3_ENHANCED_INHERITANCE | 90.0% | ENHANCED_CONTEXT_INHERITANCE | False | False | OVERRIDE_NEW_ACTIVITY | {}
1510 | R 2 | Location - Toilets, Balcony & Kitchen / Utility / Pantry Providing & laying Acrylic Polymer Cementitious Coating waterproofing treatment to vertical & horizontal surfaces of sunken portions of TOILETS 1.Adhesion to substrate (ASTMD4541:2002) - >1N/mm2 2.Shore A hardness (ASTMD2240:2010) - 80 3.Tensile strength N/mm2 (ASTM D412-2013) - >1N/mm2 4. Elongation (ASTMD 412) - Minimum 100% 5.Crack Bridging ASTM C 836 : 1995 Up to 2 mm width Surface Preparation 1.Concrete surface must cleaned with wire brush/grinder to remove loose mortar and must be smooth, uniform ,clean and dust free to receive the treatment. Preliminary Treatment 1. Any crack, construction joints shall be treated with Polymer modified repair mortar by proper grooving arrangement as per manufactures recommendation 2. Block work joints,Blockwall -slab interface to be packed with Polymer modified repair mortar after opening the groove. Treatment to continue up to 300mm from FFL 3.Angle fillet - Making coving ( 50X50mm) using CM 1:3 admixed with additive as per manufacturers specification 4.A concrete band ( 50mm wide) admixed with IWP to be constructed across the door opening 5.Testing by ponding water for 24 hours to identify surface defects Bore packing (Treatment steps given separately) 6.If any leak/dampness observed post water ponding Test, it needs to be pressure grouted with appropriate grouting chemical. Acrylic Polymer Cementitious Coating: 1.Two coat brush application of Acrylic reinforced Cementitious flexible waterproofing coating on sunken portion and upto 300mm from FFL to achieve a minimum DFT of 1.5mm 2.A skim tape to be provided at the bore packing interface, block wall interface. Mode of measurement will be applied surface area. | [15 empty] | Chunk_162 | LINE_ITEM |  | WATERPROOFING | Acrylic Polymer Cementitious Coating |  |  | Load-bearing Structural Frame |  | STAGE_3_ENHANCED_INHERITANCE | 90.0% | ENHANCED_CONTEXT_INHERITANCE | False | False | OVERRIDE_UNIT_CONTRADICTION | {}
1511 | f | Ball bearing hinges SS 304 grade -DORMA/HAGER or Equivalent - 4"x3"x3mm |  |  | Nos |  |  | 4 | 4 | 4 |  | 12 | 12 | 250 | 3000 | Consider 04 nos per door |  | Chunk_75 | LINE_ITEM | Nos | JOINERY_HARDWARE | Ball bearing hinges |  |  | Other Building Elements |  | STAGE_3_ENHANCED_INHERITANCE | 90.0% | ENHANCED_CONTEXT_INHERITANCE | False | False | OVERRIDE_NEW_ACTIVITY | {}
1512 | L 17 | Demolition of existing block masonry wall by mechanical means without affecting adjoining structures including necessary scaffolding at all levels with all lead & lifts. Rate to include for disposing off the debris outside the site premises & dumped at dump yard approved by local authorities/ statutory bodies, so that EMPLOYER should not receive complaint from any local bodies/ Govt. agencies/ public in general. Note: All measurements to be jointly recorded before demolition. |  |  | Cum | 50 | [5 empty] | 0 | 50 | 1781 | 89050 | Notional qty considered. Project head to confirm on the same. |  | Chunk_89 | LINE_ITEM | Cum | DEMOLITION_WORK | Block masonry wall |  |  | Non-loadbearing Items |  | STAGE_3_ENHANCED_INHERITANCE | 90.0% | ENHANCED_CONTEXT_INHERITANCE | False | False | OVERRIDE_UNIT_CONTRADICTION | {}
1513 | R 7 | Bore packing | [13 empty] | PVC sleeves are considered |  | Chunk_176 | LINE_ITEM |  | WATERPROOFING_WORK | Bore packing |  |  | Other Building Elements |  | STAGE_3_ENHANCED_INHERITANCE | 90.0% | ENHANCED_CONTEXT_INHERITANCE | False | False | OVERRIDE_NEW_ACTIVITY | {}
1514 | g | Concealed tower bolt of length - 8" |  |  | Nos |  |  | 1 | 1 | 1 |  | 3 | 3 | 500 | 1500 | Consider 01 nos per door |  | Chunk_75 | LINE_ITEM | Nos | JOINERY_HARDWARE | Concealed tower bolt |  |  | Other Building Elements |  | STAGE_3_ENHANCED_INHERITANCE | 90.0% | ENHANCED_CONTEXT_INHERITANCE | False | False | OVERRIDE_NEW_ACTIVITY | {}
1515 |  | Preamble: In case EMPLOYER insist for using river sand in lieu of M-sand, the difference in rate will only be paid. | [15 empty] | Chunk_90 | LINE_ITEM |  | PREAMBLE_NOTE | Contractual Note |  |  | Other Building Elements |  | STAGE_3_ENHANCED_INHERITANCE | 90.0% | ENHANCED_CONTEXT_INHERITANCE | False | False | OVERRIDE_NEW_ACTIVITY | {}
1516 |  | Alternate item for above LI L 13 - Providing Core Cutting of required dia outlets in beams / slab / walls using low vibration mechanical means. Cost to include identification of embedded reinforcement using profometer, the diameter core cut will be 12 mm more than the outer diameter of the pipe. Location : At locations wherever directed by EIC | [13 empty] | Sleeves considered, project head to confirm on notional qty of core cutting line item. |  | Chunk_89 | LINE_ITEM |  | CIVIL_WORKS | Core Cutting Service |  |  | Load-bearing Structural Frame |  | STAGE_3_ENHANCED_INHERITANCE | 90.0% | ENHANCED_CONTEXT_INHERITANCE | False | False | OVERRIDE_NEW_ACTIVITY | {}
1517 | h | Locks - Dead lock |  |  | Nos |  |  | 22 | 46 | 25 |  | 93 | 93 | 2500 | 232500 | Consider 01 nos per door |  | Chunk_74 | LINE_ITEM | Nos | JOINERY_HARDWARE | Dead lock |  |  | Other Building Elements |  | STAGE_3_ENHANCED_INHERITANCE | 90.0% | ENHANCED_CONTEXT_INHERITANCE | False | False | OVERRIDE_NEW_ACTIVITY | {}
1518 | h | Locks - Dead lock |  |  | Nos |  |  | 1 | 1 | 1 |  | 3 | 3 | 2500 | 7500 | Consider 01 nos per door |  | Chunk_75 | LINE_ITEM | Nos | JOINERY_HARDWARE | Dead lock |  |  | Other Building Elements |  | STAGE_3_ENHANCED_INHERITANCE | 90.0% | ENHANCED_CONTEXT_INHERITANCE | False | False | OVERRIDE_NEW_ACTIVITY | {}
1519 | b | Door Closer "DORMA" TS "68" with standard arm (EN 2-4) |  |  | Nos |  |  | 67 | 65 | 84 |  | 216 | 216 | 1735 | 374760 | Consider 01 nos per door |  | Chunk_73 | LINE_ITEM | Nos | HARDWARE_FITTINGS | Door Closer |  |  | Other Building Elements |  | STAGE_3_ENHANCED_INHERITANCE | 90.0% | ENHANCED_CONTEXT_INHERITANCE | False | False | OVERRIDE_NEW_ACTIVITY | {}
1520 | b | Door Closer "DORMA" TS "68" with standard arm (EN 2-4) |  |  | Nos |  |  | 22 | 46 | 25 |  | 93 | 93 | 1735 | 161355 | Consider 01 nos per door |  | Chunk_74 | LINE_ITEM | Nos | JOINERY_HARDWARE | Door Closer |  |  | Other Building Elements |  | STAGE_3_ENHANCED_INHERITANCE | 90.0% | ENHANCED_CONTEXT_INHERITANCE | False | False | OVERRIDE_NEW_ACTIVITY | {}
1521 | b | Door Closer "DORMA" TS "68" with standard arm (EN 2-4) |  |  | Nos |  |  | 1 | 1 | 1 |  | 3 | 3 | 1735 | 5205 | Consider 01 nos per door |  | Chunk_75 | LINE_ITEM | Nos | JOINERY_HARDWARE | Door Closer |  |  | Other Building Elements |  | STAGE_3_ENHANCED_INHERITANCE | 90.0% | ENHANCED_CONTEXT_INHERITANCE | False | False | OVERRIDE_NEW_ACTIVITY | {}
1522 | i | Door handle - 12" length SS 304 grade |  |  | Nos |  |  | 22 | 46 | 25 |  | 93 | 93 | 500 | 46500 | Consider 01 nos per door |  | Chunk_74 | LINE_ITEM | Nos | JOINERY_HARDWARE | Door handle |  |  | Other Building Elements |  | STAGE_3_ENHANCED_INHERITANCE | 90.0% | ENHANCED_CONTEXT_INHERITANCE | False | False | OVERRIDE_NEW_ACTIVITY | {}
1523 | i | Door handle - 12" length SS 304 grade |  |  | Nos |  |  | 1 | 1 | 1 |  | 3 | 3 | 500 | 1500 | Consider 01 nos per door |  | Chunk_75 | LINE_ITEM | Nos | JOINERY_HARDWARE | Door handle |  |  | Other Building Elements |  | STAGE_3_ENHANCED_INHERITANCE | 90.0% | ENHANCED_CONTEXT_INHERITANCE | False | False | OVERRIDE_NEW_ACTIVITY | {}
1524 | b | Backfilling for sides with available earth at site Refer Preamble - SL.NO: A |  |  | cum | [6 empty] | 0 | RO | #ERROR! | 0 | Backfilling not applicable as it is part of grade slab |  | Chunk_87 | LINE_ITEM | cum | BACKFILLING_EARTHWORK | Earth |  |  | Other Building Elements |  | STAGE_3_ENHANCED_INHERITANCE | 90.0% | ENHANCED_CONTEXT_INHERITANCE | False | False | OVERRIDE_NEW_ACTIVITY | {}
1525 | e | External trim lock with latch |  |  | Nos |  |  | 1 | 1 | 1 |  | 3 | 3 | 7055 | 21165 | Consider 01 nos per door |  | Chunk_75 | LINE_ITEM | Nos | JOINERY_HARDWARE | External trim lock with latch |  |  | Facades |  | STAGE_3_ENHANCED_INHERITANCE | 90.0% | ENHANCED_CONTEXT_INHERITANCE | False | False | OVERRIDE_NEW_ACTIVITY | {}
1526 | Q | FALSE CEILING | [15 empty] | Chunk_153 | LINE_ITEM |  | FALSE_CEILING | False Ceiling |  |  | Other Building Elements |  | STAGE_3_ENHANCED_INHERITANCE | 90.0% | ENHANCED_CONTEXT_INHERITANCE | False | False | OVERRIDE_NEW_ACTIVITY | {}
1527 | d | Vision panel with 10mm thk fire rated glass of size 200mm x 300mm |  |  | Nos |  |  | 22 | 46 | 25 |  | 93 | 93 | 3570 | 332010 | Consider 01 nos per door |  | Chunk_74 | LINE_ITEM | Nos | JOINERY_COMPONENTS | Fire rated glass |  |  | Other Building Elements |  | STAGE_3_ENHANCED_INHERITANCE | 90.0% | ENHANCED_CONTEXT_INHERITANCE | False | False | OVERRIDE_NEW_ACTIVITY | {}
1528 | d | Vision panel with 10mm thk fire rated glass of size 200mm x 300mm |  |  | Nos |  |  | 1 | 1 | 1 |  | 3 | 3 | 3570 | 10710 | Consider 01 nos per door |  | Chunk_75 | LINE_ITEM | Nos | GLAZING_WORK | Fire rated glass |  |  | Other Building Elements |  | STAGE_3_ENHANCED_INHERITANCE | 90.0% | ENHANCED_CONTEXT_INHERITANCE | False | False | OVERRIDE_NEW_ACTIVITY | {}
1529 | N | FLOORING WORKS | [15 empty] | Chunk_90 | LINE_ITEM |  | HEADING | Flooring Works |  |  | Other Building Elements |  | STAGE_3_ENHANCED_INHERITANCE | 90.0% | ENHANCED_CONTEXT_INHERITANCE | False | False | OVERRIDE_NEW_ACTIVITY | {}
1530 | H 10 | Providing & fixing GI corner beads of Arpitha make or equivalent for all internal wall corners/ edges set in CM 1 : 4 & finished flush with plaster, incl. All necessary screws, plugs, curing, scaffolding, etc., complete. |  |  | Rmt |  |  | 258 | 75 | 204 |  | 537 | 537 | #ERROR! | #ERROR! | Considered the wall corners |  | Chunk_52 | LINE_ITEM | Rmt | METAL_WORKS | GI Corner Beads |  |  | Non-loadbearing Items |  | STAGE_3_ENHANCED_INHERITANCE | 90.0% | ENHANCED_CONTEXT_INHERITANCE | False | False | OVERRIDE_UNIT_CONTRADICTION | {}
1531 | L 24 | Supply of Gas cutter / Welder / Chipper to carry out miscellaneous works as per directions of EIC only. |  |  | Man-days | 100 | [5 empty] | 0 | 100 | 1264 | 126400 | Notional qty considered. Project head to confirm on the same. |  | Chunk_90 | LINE_ITEM | Man-days | LABOR | Gas cutter / Welder / Chipper |  |  | Other Building Elements |  | STAGE_3_ENHANCED_INHERITANCE | 90.0% | ENHANCED_CONTEXT_INHERITANCE | False | False | OVERRIDE_UNIT_CONTRADICTION | {}
1532 | R 4.1 | Providing and Laying 150gsm Geotextile membrane over the waterproofing coating as a protection layer. Mode of measurement will be applied surface area. |  |  | Sqm | 47 | 4 | 32 | 45 | 201 |  | 278 | 329 | 85 | 27965 |  |  | Chunk_169 | LINE_ITEM | Sqm | GEOTEXTILE_WORK | Geotextile Membrane |  |  | Other Building Elements |  | STAGE_3_ENHANCED_INHERITANCE | 90.0% | ENHANCED_CONTEXT_INHERITANCE | False | False | OVERRIDE_UNIT_CONTRADICTION | {}
1533 | R 3.1 | Providing and Laying 150gsm Geotextile membrane over the waterproofing coating as a protection layer. Mode of measurement will be applied surface area. |  |  | Sqm | 0 | 0 | 0 | 0 | 129 | 0 | 129 | 129 | 85 | 10965 |  |  | Chunk_167 | LINE_ITEM | Sqm | GEOTEXTILE_MEMBRANE | Geotextile membrane |  |  | Other Building Elements |  | STAGE_3_ENHANCED_INHERITANCE | 90.0% | ENHANCED_CONTEXT_INHERITANCE | False | False | OVERRIDE_NEW_ACTIVITY | {}
1534 | a | Basic Rate : Rs.200/Sft Location : Toilet ledge wall coping & at locations wherever directed by EIC. |  |  | Rmt |  |  | 233 | 233 | 398 |  | 864 | 864 | #ERROR! | #ERROR! |  |  | Chunk_98 | LINE_ITEM | Rmt | STONE_WORK | Granite |  |  | Other Building Elements |  | STAGE_3_ENHANCED_INHERITANCE | 90.0% | ENHANCED_CONTEXT_INHERITANCE | True | False | OVERRIDE_UNIT_CONTRADICTION | {}
1535 |  | GRANITE FLOORING, CLADDING & SKIRTING WORKS | [12 empty] | 0 |  |  | Chunk_90 | LINE_ITEM |  | HEADING | Granite Flooring, Cladding & Skirting Works |  |  | Facades |  | STAGE_3_ENHANCED_INHERITANCE | 90.0% | ENHANCED_CONTEXT_INHERITANCE | False | False | OVERRIDE_NEW_ACTIVITY | {}
1536 | A 11 | Providing and laying soling in position, including base preparation by Mechanical compaction, filling voids with 40 mm granite hand broken metal/ Rubble and smaller pebbles, quarry dust for binding as directed by the EIC including watering, packing, proper consolidation by mechanical means etc. where ever directed by EIC. |  |  | Cum | 5 | [5 empty] | 0 | 5 | 3122 | 15610 | Notional Qty considered. Project head to confirm line item required or not |  | Chunk_9 | LINE_ITEM | Cum | BASE_COURSE_WORK | Granite hand broken metal/Rubble and quarry dust |  |  | Other Building Elements |  | STAGE_3_ENHANCED_INHERITANCE | 90.0% | ENHANCED_CONTEXT_INHERITANCE | False | False | OVERRIDE_NEW_ACTIVITY | {}
1537 | A 9 | Providing and laying Granular Sub-Base laid in two layers consisting of sand, crushed stone and gravel mixed in proportions as specified below: | [15 empty] | Chunk_8 | LINE_ITEM |  | ROAD_WORKS | Granular Sub-Base |  |  | Other Building Elements |  | STAGE_3_ENHANCED_INHERITANCE | 90.0% | ENHANCED_CONTEXT_INHERITANCE | False | False | OVERRIDE_NEW_ACTIVITY | {}
1538 |  | Sieve designation % by weight passing | [15 empty] | Chunk_8 | LINE_ITEM |  | ROAD_WORKS | Granular Sub-Base |  |  | Other Building Elements |  | STAGE_3_ENHANCED_INHERITANCE | 90.0% | ENHANCED_CONTEXT_INHERITANCE | True | False | INHERITED_WITH_MODIFICATION | {}
1539 |  | 75mm 100 | [15 empty] | Chunk_8 | LINE_ITEM |  | ROAD_WORKS | Granular Sub-Base |  |  | Other Building Elements |  | STAGE_3_ENHANCED_INHERITANCE | 90.0% | ENHANCED_CONTEXT_INHERITANCE | True | False | INHERITED_WITH_MODIFICATION | {}
1540 |  | 53mm 80-100 | [15 empty] | Chunk_8 | LINE_ITEM |  | ROAD_WORKS | Granular Sub-Base |  |  | Other Building Elements |  | STAGE_3_ENHANCED_INHERITANCE | 90.0% | ENHANCED_CONTEXT_INHERITANCE | True | False | INHERITED_WITH_MODIFICATION | {}
1541 |  | 26.5mm 55-90 | [15 empty] | Chunk_8 | LINE_ITEM |  | ROAD_WORKS | Granular Sub-Base |  |  | Other Building Elements |  | STAGE_3_ENHANCED_INHERITANCE | 90.0% | ENHANCED_CONTEXT_INHERITANCE | True | False | INHERITED_WITH_MODIFICATION | {}
1542 |  | 9.5mm 35-65 | [15 empty] | Chunk_8 | LINE_ITEM |  | ROAD_WORKS | Granular Sub-Base |  |  | Other Building Elements |  | STAGE_3_ENHANCED_INHERITANCE | 90.0% | ENHANCED_CONTEXT_INHERITANCE | True | False | INHERITED_WITH_MODIFICATION | {}
1543 |  | 4.75mm 25-55 | [15 empty] | Chunk_8 | LINE_ITEM |  | ROAD_WORKS | Granular Sub-Base |  |  | Other Building Elements |  | STAGE_3_ENHANCED_INHERITANCE | 90.0% | ENHANCED_CONTEXT_INHERITANCE | True | False | INHERITED_WITH_MODIFICATION | {}
1544 |  | 2.36mm 20-40 | [15 empty] | Chunk_8 | LINE_ITEM |  | ROAD_WORKS | Granular Sub-Base |  |  | Other Building Elements |  | STAGE_3_ENHANCED_INHERITANCE | 90.0% | ENHANCED_CONTEXT_INHERITANCE | True | False | INHERITED_WITH_MODIFICATION | {}
1545 |  | 0.425mm 10-25 | [15 empty] | Chunk_8 | LINE_ITEM |  | ROAD_WORKS | Granular Sub-Base |  |  | Other Building Elements |  | STAGE_3_ENHANCED_INHERITANCE | 90.0% | ENHANCED_CONTEXT_INHERITANCE | True | False | INHERITED_WITH_MODIFICATION | {}
1546 |  | 0.075mm 3-10 | [15 empty] | Chunk_8 | LINE_ITEM |  | ROAD_WORKS | Granular Sub-Base |  |  | Other Building Elements |  | STAGE_3_ENHANCED_INHERITANCE | 90.0% | ENHANCED_CONTEXT_INHERITANCE | True | False | INHERITED_WITH_MODIFICATION | {}
1547 |  | Using good quality graded materials from approved source and mixed in the specified proportion including cost and conveyance of all materials, stacking and mixing in the specified proportion, spreading after mixing to required camber, levelling, watering with all leads to obtain moisture levels of mix between 1% above and 2% below the optimum moisture content at the time of compaction and compacting each layer with 8 - 10 ton vibratory power roller to obtain the required proctor density including all labour, charges for all tools and plants employed and all their incidental charges etc. all complete as per IRC /and MOST specifications and as directed by EIC (NOTE : CBR value shall not be less than 20 for sub base ) Location: At locations directed by EIC |  |  | Cum | 5 | [5 empty] | 0 | 5 | 2540 | 12700 |  |  | Chunk_8 | LINE_ITEM | Cum | ROAD_WORKS | Granular Sub-Base |  |  | Other Building Elements |  | STAGE_3_ENHANCED_INHERITANCE | 90.0% | ENHANCED_CONTEXT_INHERITANCE | True | False | INHERITED_WITH_MODIFICATION | {}
1548 | K1 | Surface Preparation: The dead wall surface to be prepared to have uniform rigid surface (concrete/plaster as required) to receive the pressure sensitive HDPE membrane Providing & laying Pre applied 1.2mm thick HDPE membrane of make FOSROC,BASF,SIKA,DR.FIXIT or equivalent, a fully bonded membrane treated with unique pressure sensitive adhesive. The membrane should form an integral bond with the concrete poured against it for casting of slab / raft/retaining wall purpose. The membrane should have the following properties: 1. Elongation as per ASTM D 412 shall be > 500% 2. Puncture Resistance as per ASTM E 154 modified shall be > 1000N 3. Tensile strength as per ASTM D 412 shall be > 25 MPa 4. Peel adhesion to concrete as per ASTM D 903 shall be 2.5N/mm. 5.UV resistance of min. 45 days and conforming to BS 8102:2009 as per manufacturer's recommendation. 6.HDPE layer and a pressure sensitive adhesive layer to be covered by a weather proof protective and trafficable granular layer to protect self adhesive polymer layer. Installation: 1.The membrane to be mechanically fixed in position on the prepared dead wall with adhesive tapes/termination bars/screws as per manufacturers recommendation 2.The lapping of the membrane to be done as per factory made selvedge's and as per manufacturer recommendation 3.The terminations around sleeves/flanges to be done as per manufacturer recommendation 4.The Membrane to be terminated at the surface level with a recommended detail Mode of measurement will be applied surface area. | [15 empty] | Chunk_156 | LINE_ITEM |  | WATERPROOFING_WORKS | HDPE membrane |  |  | Foundations (Substructure) |  | STAGE_3_ENHANCED_INHERITANCE | 90.0% | ENHANCED_CONTEXT_INHERITANCE | True | False | INHERITED_WITH_MODIFICATION | {}
1549 | a | Location : Outer side of RW raft (Positive side) |  |  | Sqm | 289 | 56 |  |  |  |  | 0 | 345 | #ERROR! | 0 | Raft sides - 489.43 Rmt |  | Chunk_156 | LINE_ITEM | Sqm | WATERPROOFING_WORKS | HDPE membrane |  |  | Foundations (Substructure) |  | STAGE_3_ENHANCED_INHERITANCE | 90.0% | ENHANCED_CONTEXT_INHERITANCE | True | False | INHERITED_WITH_MODIFICATION | {}
1550 | a | Location : Lift pit outer walls & Storm water tank outer walls |  |  | Sqm | 362 | 25 |  |  |  |  | 0 | 387 | #ERROR! | 0 |  |  | Chunk_156 | LINE_ITEM | Sqm | WATERPROOFING_WORKS | HDPE membrane |  |  | Other Building Elements |  | STAGE_3_ENHANCED_INHERITANCE | 90.0% | ENHANCED_CONTEXT_INHERITANCE | True | False | INHERITED_NO_CHANGE | {}
1551 | b | Location : Retaining wall outer side (Positive side) |  |  | Sqm | 1450 | 28 |  |  |  |  | 0 | 1478 | #ERROR! | 0 | Retaining wall up to 300mm height and additional water reating structure walls DG Room extra retaining wallas as per excavation drawing |  | Chunk_156 | LINE_ITEM | Sqm | WATERPROOFING_WORKS | HDPE membrane |  |  | Other Building Elements |  | STAGE_3_ENHANCED_INHERITANCE | 90.0% | ENHANCED_CONTEXT_INHERITANCE | True | False | INHERITED_NO_CHANGE | {}
1552 | L 22 | Supply of helpers for Masons to carry out miscellaneous works as per directions of EIC only. |  |  | Man-days | 100 | [5 empty] | 0 | 100 | 998 | 99800 | Notional qty considered. Project head to confirm on the same. |  | Chunk_90 | LINE_ITEM | Man-days | LABOR | Helpers for Masons |  |  | Other Building Elements |  | STAGE_3_ENHANCED_INHERITANCE | 90.0% | ENHANCED_CONTEXT_INHERITANCE | False | False | OVERRIDE_UNIT_CONTRADICTION | {}
1553 | f | Ball bearing hinges SS 304 grade -DORMA/HAGER or Equivalent - 4"x3"x3mm |  |  | Nos |  |  | 88 | 184 | 100 |  | 372 | 372 | 250 | 93000 | Consider 04 nos per door |  | Chunk_74 | LINE_ITEM | Nos | JOINERY_HARDWARE | Hinges |  |  | Other Building Elements |  | STAGE_3_ENHANCED_INHERITANCE | 90.0% | ENHANCED_CONTEXT_INHERITANCE | False | False | OVERRIDE_NEW_ACTIVITY | {}
1554 | e | External trim lock with latch |  |  | Nos |  |  | 22 | 46 | 25 |  | 93 | 93 | 7055 | 656115 | Consider 01 nos per door |  | Chunk_74 | LINE_ITEM | Nos | JOINERY_HARDWARE | Lock with latch |  |  | Facades |  | STAGE_3_ENHANCED_INHERITANCE | 90.0% | ENHANCED_CONTEXT_INHERITANCE | False | False | OVERRIDE_NEW_ACTIVITY | {}
1555 | L 21 | Supply of Masons to carry out miscellaneous works as per directions of EIC only. |  |  | Man-days | 100 | [5 empty] | 0 | 100 | 1398 | 139800 | Notional qty considered. Project head to confirm on the same. |  | Chunk_90 | LINE_ITEM | Man-days | LABOR | Masons |  |  | Other Building Elements |  | STAGE_3_ENHANCED_INHERITANCE | 90.0% | ENHANCED_CONTEXT_INHERITANCE | False | False | OVERRIDE_UNIT_CONTRADICTION | {}
1556 | R 7.1 | Bore Packing: Cleaning the surface area to ensure that it is free from oil, grease, dirt and contaminants, all loose materials to be removed and roughen the pipe with wire brush. Apply SBR2 or equivalent for pipe and the bore for better adhesion between the pipe and concrete member. Place the backer rod in the gap between the core and the pipe, push the backer rod to the required depth and fill the bore with Master Flow 715 / 718 or equivalent as per manufacturer's specification. Rate to include for packing the under side of core cut. After 24 hours, remove the backer rod from below and pack the gap using Master flow 715/718 or polymer modified mortar / Master Emaco & including finishing properly including testing for 24 hours and making good the defects if any, etc. complete all as per the instructions of EIC for the following dia of pipes. | [13 empty] | PVC sleeves are considered |  | Chunk_176 | LINE_ITEM |  | WATERPROOFING_WORK | Master Flow 715/718 or Polymer Modified Mortar |  |  | Other Building Elements |  | STAGE_3_ENHANCED_INHERITANCE | 90.0% | ENHANCED_CONTEXT_INHERITANCE | True | False | INHERITED_WITH_MODIFICATION | {}
1557 | a | 40 mm Dia |  |  | No. | 0 | 0 | 0 | 0 | 0 | 0 | 0 | RO | #ERROR! | 0 | PVC sleeves are considered |  | Chunk_176 | LINE_ITEM | No. | WATERPROOFING_WORK | Master Flow 715/718 or Polymer Modified Mortar |  |  | Other Building Elements |  | STAGE_3_ENHANCED_INHERITANCE | 90.0% | ENHANCED_CONTEXT_INHERITANCE | True | False | INHERITED_WITH_MODIFICATION | {}
1558 | b | 50 mm Dia |  |  | No. | 0 | 0 | 0 | 0 | 0 | 0 | 0 | RO | #ERROR! | 0 | PVC sleeves are considered |  | Chunk_176 | LINE_ITEM | No. | WATERPROOFING_WORK | Master Flow 715/718 or Polymer Modified Mortar |  |  | Other Building Elements |  | STAGE_3_ENHANCED_INHERITANCE | 90.0% | ENHANCED_CONTEXT_INHERITANCE | True | False | INHERITED_WITH_MODIFICATION | {}
1559 | c | 90 mm Dia |  |  | No. | 0 | 0 | 0 | 0 | 0 | 0 | 0 | RO | #ERROR! | 0 | PVC sleeves are considered |  | Chunk_176 | LINE_ITEM | No. | WATERPROOFING_WORK | Master Flow 715/718 or Polymer Modified Mortar |  |  | Other Building Elements |  | STAGE_3_ENHANCED_INHERITANCE | 90.0% | ENHANCED_CONTEXT_INHERITANCE | True | False | INHERITED_WITH_MODIFICATION | {}
1560 | d | 125 mm Dia |  |  | No. | 0 | 0 | 0 | 0 | 0 | 0 | 0 | RO | #ERROR! | 0 | PVC sleeves are considered |  | Chunk_176 | LINE_ITEM | No. | WATERPROOFING_WORK | Master Flow 715/718 or Polymer Modified Mortar |  |  | Other Building Elements |  | STAGE_3_ENHANCED_INHERITANCE | 90.0% | ENHANCED_CONTEXT_INHERITANCE | True | False | INHERITED_WITH_MODIFICATION | {}
1561 | e | 160 mm Dia |  |  | No. | 0 | 0 | 0 | 0 | 0 | 0 | 0 | RO | #ERROR! | 0 | PVC sleeves are considered |  | Chunk_176 | LINE_ITEM | No. | WATERPROOFING_WORK | Master Flow 715/718 or Polymer Modified Mortar |  |  | Other Building Elements |  | STAGE_3_ENHANCED_INHERITANCE | 90.0% | ENHANCED_CONTEXT_INHERITANCE | True | False | INHERITED_WITH_MODIFICATION | {}
1562 | f | 200 mm Dia |  |  | No. | 0 | 0 | 0 | 0 | 0 | 0 | 0 | RO | #ERROR! | 0 |  |  | Chunk_176 | LINE_ITEM | No. | WATERPROOFING_WORK | Master Flow 715/718 or Polymer Modified Mortar |  |  | Other Building Elements |  | STAGE_3_ENHANCED_INHERITANCE | 90.0% | ENHANCED_CONTEXT_INHERITANCE | True | False | INHERITED_WITH_MODIFICATION | {}
1563 |  | SUB TOTAL - MISCELLANEOUS WORKS | [12 empty] | 4330590 |  |  | Chunk_90 | LINE_ITEM |  | SUMMARY_HEADING | Miscellaneous Works Subtotal |  |  | Other Building Elements |  | STAGE_3_ENHANCED_INHERITANCE | 90.0% | ENHANCED_CONTEXT_INHERITANCE | False | False | OVERRIDE_NEW_ACTIVITY | {}
1564 | I | METAL WORKS | [15 empty] | Chunk_52 | LINE_ITEM |  | METAL_WORKS | Mixed Materials |  |  | Other Building Elements |  | STAGE_3_ENHANCED_INHERITANCE | 90.0% | ENHANCED_CONTEXT_INHERITANCE | False | False | OVERRIDE_NEW_ACTIVITY | {}
1565 | L 18 | Demolition of existing PCC by mechanical means without affecting adjoining structures at all levels with all lead & lifts. Rate to include for disposing off the debris outside the site premises & dumped at dump yard approved by local authorities/ statutory bodies, so that EMPLOYER should not receive complaint from any local bodies/ Govt. agencies/ public in general. Note: All measurements to be jointly recorded before demolition. |  |  | Cum | 50 | [5 empty] | 0 | 50 | 2580 | 129000 | Notional qty considered. Project head to confirm on the same. |  | Chunk_90 | LINE_ITEM | Cum | DEMOLITION_WORK | PCC |  |  | Other Building Elements |  | STAGE_3_ENHANCED_INHERITANCE | 90.0% | ENHANCED_CONTEXT_INHERITANCE | False | False | OVERRIDE_UNIT_CONTRADICTION | {}
1566 | c | Panic bar of DORMA / HAGER or Equivalent - Single point locking |  |  | Nos |  |  | 22 | 46 | 25 |  | 93 | 93 | 5500 | 511500 | Consider 01 nos per door |  | Chunk_74 | LINE_ITEM | Nos | JOINERY_HARDWARE | Panic bar |  |  | Other Building Elements |  | STAGE_3_ENHANCED_INHERITANCE | 90.0% | ENHANCED_CONTEXT_INHERITANCE | False | False | OVERRIDE_NEW_ACTIVITY | {}
1567 | c | Panic bar of DORMA / HAGER or Equivalent - Single point locking |  |  | Nos |  |  | 1 | 1 | 1 |  | 3 | 3 | 5500 | 16500 | Consider 01 nos per door |  | Chunk_75 | LINE_ITEM | Nos | JOINERY_HARDWARE | Panic bar |  |  | Other Building Elements |  | STAGE_3_ENHANCED_INHERITANCE | 90.0% | ENHANCED_CONTEXT_INHERITANCE | False | False | OVERRIDE_NEW_ACTIVITY | {}
1568 | R 4 | Location : WP over Rcc slab duct covering @ Terrace Lvl & Basement ventilation shaft RCC slab covering Supplying and applying single component, elastomeric 100% pure polyurethane coating Surface Preparation 1.Concrete surface must clean with wire brush/grinder to remove loose mortar and must be smooth, uniform, clean and dust free to receive the treatment. Preliminary Treatment 1. Any crack, construction joints shall be treated with Polymer modified repair mortar by proper grooving arrangement as per manufactures recommendation 2. Block work joints, Blockwall -slab interface to be packed with Polymer modified repair mortar . Treatment to continue up to full hight of the planter wall 3.Angle fillet - Making coving ( 50X50mm) using M20 Grade Concrete admixed with additive as per manufacturers specification 5.Testing by ponding water for 24 hours to identify surface defects Bore packing (Treatment steps given separately) 6.If any leak/dampness observed post water ponding Test, it needs to be pressure grouted with appropriate grouting chemical. 7.A groove to be provided on the wall to terminate the polyurethane coating or as recommended by the manufacturer. 8.skim tape to be provided wherever dissimilar material ( Steel,PVC ) encountered ,to overlap the coating Supplying and applying single component, elastomeric 100% pure polyurethane coating, Fosroc Nitoproof 600PF / FOSROC,SIKA,DRFIXIT, ALCHIMICA or equivalent approved by EIC , which is free from bitumen and tar, having elongation of > 400% (as per ASTM D 412), tensile strength of 2MPa (as per ASTM D 412), crack bridging up to 2mm, Adhesion to concrete 2 N/mm2 , Shore A hardness 60 (As per ASTM 2240), applied in 2 coats with a total consumption of 2.0Kg/sqm to achieve standalone waterproofing DFT of 1.5mm satisfying the requirements of ASTM C898, resistant to plant roots as per UNE CN/TS 14416. The coating shall be continued to the entire horizontal area and vertical area upto 300mm. Silica sand to be sprinkled on coating whereever wall plastering is to be done. The system includes surface preparation, crack treatment, providing haunching and priming the surface with epoxy primer, Fosroc /equivalent applied with a total consumption of 150gms/Sqm or as per manufacturer specifications, followed by application of polyurethane coating. Mode of measurement will be applied surface area. | [15 empty] | Chunk_169 | LINE_ITEM |  | WATERPROOFING_WORK | Polyurethane Waterproofing Coating |  |  | Foundations (Substructure) |  | STAGE_3_ENHANCED_INHERITANCE | 90.0% | ENHANCED_CONTEXT_INHERITANCE | False | False | OVERRIDE_UNIT_CONTRADICTION | {}
1569 | L 16 | Demolition of existing RCC members by mechanical means without affecting adjoining structures including cutting of reinforcement steel, necessary scaffolding at all levels with all lead & lifts. Rate to include for disposing off the debris outside the site premises & dumped at dump yard approved by local authorities/ statutory bodies, so that EMPLOYER should not receive complaint from any local bodies/ Govt. agencies/ public in general. Note: All measurements to be jointly recorded before demolition. |  |  | Cum | 50 | [5 empty] | 0 | 50 | 8086 | 404300 | Notional qty considered. Project head to confirm on the same. |  | Chunk_89 | LINE_ITEM | Cum | DEMOLITION_WORK | RCC members |  |  | Load-bearing Structural Frame |  | STAGE_3_ENHANCED_INHERITANCE | 90.0% | ENHANCED_CONTEXT_INHERITANCE | False | False | OVERRIDE_UNIT_CONTRADICTION | {}
1570 | H 4 | Extra over item no. H 3 for providing and removal of scaffolding for plastering for walls beyond 4.50m height and locations wherever instructed by EIC . Elevation area beyond 4.5m height will be considered for measurement. Locations - Double ht entrance lobby & at locations directed by EIC. |  |  | Sqm |  |  | 143 | 174 | 262 | 391.935 | 970.935 | 970.935 | #ERROR! | #ERROR! | Entrance lobby to be considered for height more than 4.5m |  | Chunk_48 | LINE_ITEM | Sqm | ANCILLARY_WORK | Scaffolding |  |  | Other Building Elements |  | STAGE_3_ENHANCED_INHERITANCE | 90.0% | ENHANCED_CONTEXT_INHERITANCE | False | False | OVERRIDE_NEW_ACTIVITY | {}
1571 |  | Providing and applying approved make white colour Silicon sealant of average 5 mm thick, for door frames /architraves and wall junction on the frontside or backside or on both sides of the doors, as directed by EIC. |  |  | Rmt |  |  | 789 | 944 | 924 |  | 2657 | 2657 | #ERROR! | #ERROR! | As per BEL instruction considered 3 sides of the door at 20% |  | Chunk_72 | LINE_ITEM | Rmt | FINISHING_WORK | Silicon sealant |  |  | Load-bearing Structural Frame |  | STAGE_3_ENHANCED_INHERITANCE | 90.0% | ENHANCED_CONTEXT_INHERITANCE | False | False | OVERRIDE_NEW_ACTIVITY | {}
1572 | L 19 | Demolition of existing Size stone Masonry by mechanical means without affecting adjoining structures at all levels with all lead & lifts. Rate to include for disposing off the debris outside the site premises & dumped at dump yard approved by local authorities/ statutory bodies, so that EMPLOYER should not receive complaint from any local bodies/ Govt. agencies/ public in general. Note: All measurements to be jointly recorded before demolition. Rate to include for stacking the Stones at designated locations inside the site as per directions of EIC |  |  | Cum | 50 | [5 empty] | 0 | 50 | 2016 | 100800 | Notional qty considered. Project head to confirm on the same. |  | Chunk_90 | LINE_ITEM | Cum | DEMOLITION_WORK | Size stone Masonry |  |  | Non-loadbearing Items |  | STAGE_3_ENHANCED_INHERITANCE | 90.0% | ENHANCED_CONTEXT_INHERITANCE | False | False | OVERRIDE_UNIT_CONTRADICTION | {}
1573 | A 10 | Carting away surplus earth/ excavated material/ debris and like materials outside the plot not covered under items A 1 to A 4 and disposing off the same to the designated areas. Note: Rate to include disposing off the excavated material / debris outside the site premises & dumped at dump yards approved by local authorities/ statutory bodies, so that EMPLOYER should not receive complaint from any local bodies/ Govt. agencies/ public in general. The rate to include loading, transporting, unloading/ dumping including the cost of mechanical transport/ labour etc. complete as directed by EIC. |  |  | Cum | 50 | [5 empty] | 0 | 50 | 300 | 15000 |  |  | Chunk_8 | LINE_ITEM | Cum | DEMOLITION_DISPOSAL | Surplus earth/ excavated material/ debris |  |  | Other Building Elements |  | STAGE_3_ENHANCED_INHERITANCE | 90.0% | ENHANCED_CONTEXT_INHERITANCE | False | False | OVERRIDE_NEW_ACTIVITY | {}
1574 | g | Concealed tower bolt of length - 8" |  |  | Nos |  |  | 22 | 46 | 25 |  | 93 | 93 | 500 | 46500 | Consider 01 nos per door |  | Chunk_74 | LINE_ITEM | Nos | JOINERY_HARDWARE | Tower bolt |  |  | Other Building Elements |  | STAGE_3_ENHANCED_INHERITANCE | 90.0% | ENHANCED_CONTEXT_INHERITANCE | False | False | OVERRIDE_NEW_ACTIVITY | {}
1575 | L 25 | Supply of unskilled labours to carry out miscellaneous works as per directions of EIC only. |  |  | Man-days | 100 | [5 empty] | 0 | 100 | 998 | 99800 | Notional qty considered. Project head to confirm on the same. |  | Chunk_90 | LINE_ITEM | Man-days | LABOR | Unskilled labours |  |  | Other Building Elements |  | STAGE_3_ENHANCED_INHERITANCE | 90.0% | ENHANCED_CONTEXT_INHERITANCE | False | False | OVERRIDE_UNIT_CONTRADICTION | {}
1576 |  | PREAMBLE: 1.Approved chemicals: BASF,Fosroc,Cera Chem, Dr.Fixit,SIKA,Alhimica,Asian paints 2.Waterproofing vendor should ensure zero tolerance to leakage as per QIS - 66 (enclosed along with the BOQ) 3.Cement coefficient: (i) Plastering 20mm thk - 0.17bags/Sqm 4.Quoted rates to include for construction joint treatment and grouting for tie rod holes where ever applicable. 5.Manufactured sand (M-sand) confirming to approved gradation, admixture of approved make (FOSROC or equivalent) and dosage as per manufacturer specification to be used in plastering & concrete works 6.Detailed method statement including product details shall be submitted along with offer and approval for the same shall be taken before commencement of work. 7.Type of waterproofing considered - Tanking system for basement, PU + 150 GSM for Podium & Terrace and Acrylic Polymer Cementitious Coating for Toilets / Balcony / Utility / Inner side of Lit Pit, UG sump, STP & other sumps based on discussion & MOM dt. 13.03.2023 & 29.03.2023 Basic price of cement : Rs 240/bag | [15 empty] | Chunk_156 | LINE_ITEM |  | WATERPROOFING_WORKS | Waterproofing |  |  | Foundations (Substructure) |  | STAGE_3_ENHANCED_INHERITANCE | 90.0% | ENHANCED_CONTEXT_INHERITANCE | True | False | INHERITED_WITH_MODIFICATION | {}
1577 |  | WATERPROOFING WORKS | [15 empty] | Chunk_156 | LINE_ITEM |  | WATERPROOFING_WORKS | Waterproofing |  |  | Other Building Elements |  | STAGE_3_ENHANCED_INHERITANCE | 90.0% | ENHANCED_CONTEXT_INHERITANCE | False | False | OVERRIDE_NEW_ACTIVITY | {}
1578 |  | SUB TOTAL OF WATERPROOFING WORKS | [12 empty] | 24430517 |  |  | Chunk_176 | LINE_ITEM |  | WATERPROOFING_WORK | Waterproofing Works |  |  | Other Building Elements |  | STAGE_3_ENHANCED_INHERITANCE | 90.0% | ENHANCED_CONTEXT_INHERITANCE | True | False | INHERITED_NO_CHANGE | {}

## BOQ_1_CIVIL BOQ_Mat_Summary
Summary_ID | Category | Material | Specification | Grade | Unit | OVERALL QTY | TOTAL AMOUNT | Line_Items_Count | Source_Row_Numbers
1 | EXCAVATION_EARTHWORK | Dewatering |  |  | HP/ Hour | 5000 | 260000 | 1 | Rows 75
2 | EXCAVATION_EARTHWORK | Earth |  |  | Sqm | 5250 | 651000 | 1 | Rows 72
3 | EXCAVATION_EARTHWORK | Earth |  |  |  | 0 | 0 | 1 | Rows 2
4 | EXCAVATION_EARTHWORK | Excavated Soil | ACTIVITY PRIORITY CONFIRMED: Excavation |  | Sqm | 11067 | 818958 | 1 | Rows 13
5 | EXCAVATION_EARTHWORK | Hard Rock |  |  | Cum | 0 | 0 | 2 | Rows 30, 31
6 | EXCAVATION_EARTHWORK | Hard Rock | ACTIVITY PRIORITY CORRECTED: Classified as secondary category EXCAVATION_EARTHWORK. Material refined based on primary subject of work. |  |  | 0 | 0 | 1 | Rows 28
7 | EXCAVATION_EARTHWORK | Hard rock |  |  |  | 0 | 0 | 1 | Rows 36
8 | EXCAVATION_EARTHWORK | Soft / Disintegrated rock |  |  | Cum | 14599 | 4770869 | 15 | Rows 33, 34, 35, 37, 38, 40, 41, 42, 45, 46, 47, 48, 50, 51, 52
9 | EXCAVATION_EARTHWORK | Soft / Disintegrated rock | ACTIVITY PRIORITY CONFIRMED: Excavation |  |  | 0 | 0 | 2 | Rows 32, 39
10 | EXCAVATION_EARTHWORK | Soft Rock |  |  | Cum | 0 | 0 | 2 | Rows 22, 23
11 | EXCAVATION_EARTHWORK | Soft Rock | ACTIVITY PRIORITY CORRECTED: Classified as secondary category EXCAVATION_EARTHWORK. Material refined based on primary subject of work, not incidental note. |  |  | 0 | 0 | 1 | Rows 21
12 | EXCAVATION_EARTHWORK | Soft/Disintegrated Rock |  |  | Cum | 105 | 72975 | 3 | Rows 25, 26, 27
13 | EXCAVATION_EARTHWORK | Soft/Disintegrated Rock | ACTIVITY PRIORITY CORRECTED: Classified as secondary category EXCAVATION_EARTHWORK. Material refined based on primary subject of work. |  |  | 0 | 0 | 1 | Rows 24
14 | EXCAVATION_EARTHWORK | Soil |  |  | Cum | 915 | 182085 | 5 | Rows 15, 16, 17, 19, 20
15 | EXCAVATION_EARTHWORK | Soil |  |  | cum | 0 | 0 | 1 | Rows 871
16 | EXCAVATION_EARTHWORK | Soil |  |  |  | 0 | 0 | 1 | Rows 18
17 | EXCAVATION_EARTHWORK | Soil | ACTIVITY PRIORITY CORRECTED: Classified as secondary category EXCAVATION_EARTHWORK. Material refined based on primary subject of work, not incidental note. |  |  | 0 | 0 | 1 | Rows 14
18 | EXCAVATION_EARTHWORK | Wet Mix Macadam (WMM) | ACTIVITY PRIORITY CORRECTED: Original classification 'STRUCTURE_CONCRETE' is incorrect as WMM is graded stone aggregate, not concrete. Reclassified as 'EXCAVATION_EARTHWORK' as it involves filling and compaction of ground material, which falls under earthwork activities. Not a Prime Seven category. |  | Cum | 5 | 12700 | 1 | Rows 54
19 | EXCAVATION_EARTHWORK | approved good quality filling materials |  |  |  | 0 | 0 | 1 | Rows 43
20 | EXCAVATION_EARTHWORK | approved quality earth brought from outside |  |  |  | 0 | 0 | 1 | Rows 49
21 | EXCAVATION_EARTHWORK | excavated earth available at site |  |  |  | 0 | 0 | 1 | Rows 44
22 | EXCAVATION_EARTHWORK | quarry dust |  |  | Cum | 0 | 0 | 1 | Rows 53
23 | STRUCTURE_CONCRETE | Concrete |  |  | Cum | 19364 | 1611544 | 65 | Rows 123-621 (65 items)
24 | STRUCTURE_CONCRETE | Concrete |  |  | Rmt | 73 | 0 | 3 | Rows 290, 291, 292
25 | STRUCTURE_CONCRETE | Concrete |  |  | Sqm | 3886 | 0 | 1 | Rows 468
26 | STRUCTURE_CONCRETE | Concrete |  |  |  | 0 | 0 | 37 | Rows 97-465 (37 items)
27 | STRUCTURE_CONCRETE | Concrete | ACTIVITY PRIORITY CONFIRMED: Laying |  | Cum | 50 | 442050 | 1 | Rows 264
28 | STRUCTURE_CONCRETE | Concrete | ACTIVITY PRIORITY CONFIRMED: Laying |  | Cum | 0 | 0 | 1 | Rows 94
29 | STRUCTURE_CONCRETE | Concrete | ACTIVITY PRIORITY CONFIRMED: Laying |  |  | 0 | 0 | 1 | Rows 121
30 | STRUCTURE_CONCRETE | Concrete | ACTIVITY PRIORITY CONFIRMED: Laying reinforced cement concrete |  |  | 0 | 0 | 1 | Rows 294
31 | STRUCTURE_CONCRETE | Concrete | ACTIVITY PRIORITY CORRECTED: Applied STRUCTURE_CONCRETE schema, specifying material as 'Concrete' as per schema. |  |  | 0 | 0 | 1 | Rows 880
32 | STRUCTURE_CONCRETE | Concrete | ACTIVITY PRIORITY CORRECTED: Applied STRUCTURE_CONCRETE schema; identified primary activity as making a drain using concrete. |  |  | 0 | 0 | 1 | Rows 289
33 | STRUCTURE_CONCRETE | Concrete |  | M20 | Cum | 25 | 0 | 1 | Rows 297
34 | STRUCTURE_CONCRETE | Concrete | ACTIVITY PRIORITY CONFIRMED: Laying | M20 |  | 0 | 0 | 1 | Rows 618
35 | STRUCTURE_CONCRETE | Concrete |  | M25 | Cum | 25 | 0 | 1 | Rows 298
36 | STRUCTURE_CONCRETE | Concrete |  | M30 |  | 0 | 0 | 1 | Rows 122
37 | STRUCTURE_CONCRETE | Concrete |  | M45 |  | 0 | 0 | 1 | Rows 112
38 | STRUCTURE_CONCRETE | Controlled concrete |  |  |  | 0 | 0 | 1 | Rows 100
39 | STRUCTURE_CONCRETE | Epoxy |  |  |  | 0 | 0 | 1 | Rows 107
40 | STRUCTURE_CONCRETE | PCC |  |  | Cum | 2251 | 0 | 3 | Rows 89, 90, 91
41 | STRUCTURE_CONCRETE | PCC |  |  | cum | 0 | 0 | 1 | Rows 873
42 | STRUCTURE_CONCRETE | PCC |  |  |  | 0 | 0 | 4 | Rows 77, 79, 80, 81
43 | STRUCTURE_CONCRETE | PCC |  | M10 |  | 0 | 0 | 1 | Rows 88
44 | STRUCTURE_CONCRETE | PCC | ACTIVITY PRIORITY CONFIRMED: Providing and laying | M10 | Cum | 5 | 29235 | 1 | Rows 84
45 | STRUCTURE_CONCRETE | PCC | ACTIVITY PRIORITY CONFIRMED: Laying | M15 | Cum | 0 | 0 | 1 | Rows 93
46 | STRUCTURE_CONCRETE | PCC | ACTIVITY PRIORITY CONFIRMED: Providing and laying | M15 | Cum | 5 | 59295 | 1 | Rows 85
47 | STRUCTURE_CONCRETE | PCC | ACTIVITY PRIORITY CORRECTED: Example output for this specific header prioritizes STRUCTURE_CONCRETE and dictates specific material_grade and extracted_dimensions values. | M25 | Each | 2 | 182202 | 1 | Rows 74
48 | STRUCTURE_CONCRETE | PCC | ACTIVITY PRIORITY CONFIRMED: Providing and laying | M7.5 | Cum | 5 | 27640 | 1 | Rows 83
49 | STRUCTURE_CONCRETE | PCC RMC |  |  |  | 0 | 0 | 1 | Rows 86
50 | STRUCTURE_CONCRETE | PCC RMC |  | M10 |  | 0 | 0 | 1 | Rows 87
51 | STRUCTURE_CONCRETE | Plum Concrete |  | M10 | Cum | 1453 | 0 | 1 | Rows 92
52 | STRUCTURE_CONCRETE | Plum concrete | ACTIVITY PRIORITY CONFIRMED: Providing and laying | 1:5:10 | Cum | 5 | 25345 | 1 | Rows 82
53 | STRUCTURE_CONCRETE | R.C.C. Precast slab |  |  | sqm | 145 | 0 | 4 | Rows 269, 270, 271, 272
54 | STRUCTURE_CONCRETE | R.C.C. Precast slab |  | M20 |  | 0 | 0 | 1 | Rows 268
55 | STRUCTURE_CONCRETE | RCC |  | M20 | cum | 31 | 0 | 1 | Rows 874
56 | STRUCTURE_CONCRETE | Reinforced Concrete |  |  |  | 0 | 0 | 1 | Rows 96
57 | STRUCTURE_CONCRETE | Screed Concrete |  |  | Cum | 1198 | 0 | 16 | Rows 1503-1563 (16 items)
58 | STRUCTURE_CONCRETE | Screed Concrete |  |  | Sqm | 8610 | 0 | 8 | Rows 1514, 1515, 1516, 1517, 1553, 1554, 1559, 1560
59 | STRUCTURE_CONCRETE | Screed Concrete |  |  |  | 0 | 0 | 1 | Rows 619
60 | STRUCTURE_CONCRETE | Screed Concrete | ACTIVITY PRIORITY CORRECTED: Applied STRUCTURE_CONCRETE schema; identified primary activity as laying a cement-cinder mix for filling/leveling, which is a type of screed concrete. | 1:15 | Cum | 0 | 0 | 1 | Rows 265
61 | STRUCTURE_CONCRETE | Screed Concrete |  | M15 | Sqm | 0 | 0 | 1 | Rows 1067
62 | STRUCTURE_CONCRETE | Screed Concrete | ACTIVITY PRIORITY CONFIRMED: Laying | M20 | Cum | 426 | 2752386 | 7 | Rows 1536, 1538, 1542, 1544, 1548, 1555, 1567
63 | STRUCTURE_CONCRETE | Screed Concrete | ACTIVITY PRIORITY CONFIRMED: Providing & Laying | M20 | Cum | 989 | 0 | 1 | Rows 1511
64 | STRUCTURE_CONCRETE | Screed Concrete | ACTIVITY PRIORITY CONFIRMED: Providing & Laying | M20 |  | 0 | 0 | 1 | Rows 1528
65 | STRUCTURE_CONCRETE | Screed Concrete | ACTIVITY PRIORITY CONFIRMED: Providing & Laying screed concrete | M20 |  | 0 | 0 | 1 | Rows 1502
66 | STRUCTURE_CONCRETE | Screed Concrete | ACTIVITY PRIORITY CONFIRMED: Providing and laying | M20 | Cum | 0 | 0 | 1 | Rows 1512
67 | STRUCTURE_CONCRETE | Screed Concrete | ACTIVITY PRIORITY CONFIRMED: Providing and laying | M20 |  | 0 | 0 | 1 | Rows 1518
68 | STRUCTURE_CONCRETE | Screed Concrete | ACTIVITY PRIORITY CONFIRMED: laying | M20 | Cum | 0 | 0 | 3 | Rows 1550, 1561, 1568
69 | STRUCTURE_CONCRETE | Site Mix Concrete |  |  |  | 0 | 0 | 1 | Rows 293
70 | STRUCTURE_CONCRETE | Slurry |  |  |  | 0 | 0 | 1 | Rows 105
71 | STRUCTURE_CONCRETE | Slurry with latex based admixture |  |  |  | 0 | 0 | 1 | Rows 106
72 | STRUCTURE_CONCRETE | Smart dynamic Concrete |  |  | Cum | 7639 | 0 | 20 | Rows 236-262 (20 items)
73 | STRUCTURE_CONCRETE | Smart dynamic Concrete |  |  |  | 0 | 0 | 4 | Rows 217, 226, 244, 258
74 | STRUCTURE_CONCRETE | Smart dynamic Concrete |  | M30 | Cum | 16315 | 0 | 10 | Rows 220, 221, 222, 223, 224, 229, 230, 231, 232, 233
75 | STRUCTURE_CONCRETE | Smart dynamic Concrete |  | M30 |  | 0 | 0 | 1 | Rows 235
76 | STRUCTURE_CONCRETE | Smart dynamic Concrete | ACTIVITY PRIORITY CONFIRMED: Laying | M30 |  | 0 | 0 | 1 | Rows 216
77 | STRUCTURE_CONCRETE | Smart dynamic Concrete |  | M50 | Cum | 1220 | 0 | 4 | Rows 218, 219, 227, 228
78 | REINFORCEMENT_STEEL | Reinforcement Bars |  |  | MT | 4858.1 | 0 | 2 | Rows 303, 876
79 | REINFORCEMENT_STEEL | Reinforcement Bars |  |  | Nos | 3100 | 126000 | 15 | Rows 275, 276, 277, 278, 280, 281, 282, 283, 284, 285, 305, 306, 307, 308, 309
80 | REINFORCEMENT_STEEL | Reinforcement Bars |  |  |  | 0 | 0 | 3 | Rows 116, 300, 302
81 | REINFORCEMENT_STEEL | Reinforcement Bars | ACTIVITY PRIORITY CONFIRMED: Fixing Mechanical Splicing to reinforcement bars |  |  | 0 | 0 | 1 | Rows 304
82 | REINFORCEMENT_STEEL | Reinforcement Bars | ACTIVITY PRIORITY CORRECTED: Applied REINFORCEMENT_STEEL schema; identified primary activity as fixing reinforcement steel for structural members, indicating its role as rebar despite the anchoring method. |  |  | 0 | 0 | 1 | Rows 279
83 | FORMWORK_SHUTTERING | Aluminium Formwork |  |  |  | 0 | 0 | 1 | Rows 419
84 | FORMWORK_SHUTTERING | Aluminium System Formwork |  |  |  | 0 | 0 | 1 | Rows 421
85 | FORMWORK_SHUTTERING | Conventional Type Shuttering |  |  |  | 0 | 0 | 1 | Rows 312
86 | FORMWORK_SHUTTERING | Formwork |  |  | Sqm | 320767 | 0 | 89 | Rows 327-470 (89 items)
87 | FORMWORK_SHUTTERING | Formwork |  |  | sqm | 131 | 0 | 1 | Rows 875
88 | FORMWORK_SHUTTERING | Formwork |  |  |  | 2924 | 0 | 31 | Rows 311-441 (31 items)
89 | FORMWORK_SHUTTERING | Formwork | ACTIVITY PRIORITY CORRECTED: Classified as secondary category FORMWORK_SHUTTERING as the primary activity is 'erecting form work', which is not a Prime Seven activity. |  |  | 0 | 0 | 1 | Rows 313
90 | FORMWORK_SHUTTERING | Plywood Formwork |  |  |  | 0 | 0 | 1 | Rows 315
91 | MASONRY_WALL | Brick Masonry | ACTIVITY PRIORITY CORRECTED: Applied MASONRY_WALL schema based on 'burnt brick masonry' as primary subject of work. | 1 : 4 | Sqm | 0 | 0 | 1 | Rows 482
92 | MASONRY_WALL | Mixed Materials |  |  |  | 0 | 0 | 2 | Rows 472, 473
93 | MASONRY_WALL | Solid Concrete Block |  |  | Sqm | 893 | 0 | 3 | Rows 475, 477, 479
94 | MASONRY_WALL | Solid Concrete Block | ACTIVITY PRIORITY CORRECTED: Applied MASONRY_WALL schema based on 'solid concrete block masonry ledge walls' as primary subject of work. | 1 : 4 | Sqm | 1090 | 0 | 1 | Rows 481
95 | MASONRY_WALL | Solid Concrete Block | ACTIVITY PRIORITY CORRECTED: Applied MASONRY_WALL schema based on 'solid concrete block masonry wall' as primary subject of work. | 1 : 4 | Sqm | 79 | 0 | 1 | Rows 478
96 | MASONRY_WALL | Solid Concrete Block | ACTIVITY PRIORITY CORRECTED: Applied MASONRY_WALL schema based on 'solid concrete block masonry' as primary subject of work. | 1 : 6 | CUM | 49 | 0 | 1 | Rows 484
97 | MASONRY_WALL | Solid Concrete Block | ACTIVITY PRIORITY CORRECTED: Strict schema for MASONRY_WALL applied. The primary activity is 'constructing solid concrete block masonry wall', not general concrete work. | 1 : 6 | Sqm | 6086 | 0 | 2 | Rows 474, 476
98 | MASONRY_WALL | Solid Concrete Block | ACTIVITY PRIORITY CORRECTED: Strict schema for MASONRY_WALL applied. The primary activity is the construction of a catch basin using a solid concrete block masonry wall. Other elements like PCC bed and plastering are components of the catch basin construction. | 1:6 |  | 0 | 0 | 1 | Rows 785
99 | MASONRY_WALL | Stone Masonry | ACTIVITY PRIORITY CONFIRMED: constructing | 1 : 6 | CUM | 0 | 0 | 1 | Rows 483
100 | PLASTERING_WORK | Cement Plaster |  |  | Rmt | 0 | 0 | 1 | Rows 1085
101 | PLASTERING_WORK | Cement Plaster with waterproofing compound |  |  | Sqm | 8 | 3048 | 1 | Rows 1543
102 | PLASTERING_WORK | Cement Plastering |  |  | Sqm | 66903 | 19388827 | 17 | Rows 491-1501 (17 items)
103 | PLASTERING_WORK | Cement Plastering |  |  |  | 0 | 0 | 1 | Rows 499
104 | PLASTERING_WORK | Cement Plastering | ACTIVITY PRIORITY CONFIRMED: Plastering | 1 : 4 |  | 0 | 0 | 1 | Rows 498
105 | PLASTERING_WORK | Cement Plastering | ACTIVITY PRIORITY CONFIRMED: Providing plastering | 1 : 6 |  | 0 | 0 | 2 | Rows 490, 514
106 | PLASTERING_WORK | Cement Plastering | ACTIVITY PRIORITY CONFIRMED: Plastering | 1:4 |  | 0 | 0 | 1 | Rows 1497
107 | PLASTERING_WORK | Cement Plastering | ACTIVITY PRIORITY CONFIRMED: Providing Plaster | 1:6 | Sqm | 0 | 0 | 1 | Rows 489
108 | PLASTERING_WORK | Cement Plastering | ACTIVITY PRIORITY CONFIRMED: Providing plaster | 1:6 | Sqm | 3911 | 0 | 1 | Rows 518
109 | PLASTERING_WORK | External Plaster |  |  | Sqm | 3929 | 3076407 | 1 | Rows 488
110 | PLASTERING_WORK | Gypsum Plastering |  |  | Sqm | 93280 | 53636000 | 2 | Rows 524, 525
111 | PLASTERING_WORK | Gypsum Plastering |  |  |  | 0 | 0 | 1 | Rows 522
112 | PLASTERING_WORK | Plaster |  |  | Sqm | 7681 | 115443 | 6 | Rows 1510, 1524, 1525, 1526, 1527, 1566
113 | PLASTERING_WORK | Plaster |  |  | sqm | 48 | 0 | 1 | Rows 877
114 | PLASTERING_WORK | Plaster |  |  |  | 0 | 0 | 3 | Rows 486, 487, 1523
115 | PLASTERING_WORK | Plaster of Paris (POP) |  |  | Sqm | 2056 | 205600 | 1 | Rows 1226
116 | PLASTERING_WORK | Plaster with waterproofing compound |  |  | Sqm | 626 | 238506 | 2 | Rows 1537, 1549
117 | PLASTERING_WORK | Plastering |  |  | Sqm | 555 | 211455 | 1 | Rows 1558
118 | FLOORING_TILE | Anti Skid ceramic tile |  |  |  | 0 | 0 | 1 | Rows 1164
119 | FLOORING_TILE | Anticeramic tile |  |  |  | 0 | 0 | 1 | Rows 1175
120 | FLOORING_TILE | Cement Tiles |  |  | Rmt | 2820 | 0 | 11 | Rows 1071, 1072, 1073, 1074, 1075, 1076, 1077, 1078, 1079, 1082, 1083
121 | FLOORING_TILE | Cement Tiles |  |  | Sqm | 2596 | 0 | 39 | Rows 1020-1065 (39 items)
122 | FLOORING_TILE | Cement Tiles |  |  |  | 0 | 0 | 9 | Rows 1019, 1029, 1039, 1049, 1055, 1061, 1070, 1081, 1088
123 | FLOORING_TILE | Cement Tiles | ACTIVITY PRIORITY CONFIRMED: Laying | 1:3 |  | 0 | 0 | 1 | Rows 1069
124 | FLOORING_TILE | Cement Tiles | ACTIVITY PRIORITY CONFIRMED: Laying | 1:6 |  | 0 | 0 | 1 | Rows 1018
125 | FLOORING_TILE | Ceramic / Glazed Tile |  |  |  | 0 | 0 | 1 | Rows 1162
126 | FLOORING_TILE | Ceramic Tiles |  |  | Rmt | 5728 | 0 | 5 | Rows 1191, 1192, 1193, 1194, 1195
127 | FLOORING_TILE | Ceramic Tiles |  |  | Sqm | 8136 | 0 | 7 | Rows 1165, 1166, 1167, 1168, 1169, 1170, 1172
128 | FLOORING_TILE | Ceramic Tiles | ACTIVITY PRIORITY CORRECTED: Strict schema for FLOORING_TILE applied: material_grade extracted as ratio '1 : 6', extracted_dimensions set to null as not specified in schema for this category. Incidental details like spacer thickness (3mm) and bedding thickness (20mm) are ignored for primary categorization and schema extraction. | 1 : 6 |  | 0 | 0 | 1 | Rows 1163
129 | FLOORING_TILE | Ceramic Tiles | ACTIVITY PRIORITY CONFIRMED: Fixing | 1:3 |  | 0 | 0 | 1 | Rows 1189
130 | FLOORING_TILE | Clay Tiles |  |  | Rmt | 8166.996 | 823909.18 | 2 | Rows 1224, 1229
131 | FLOORING_TILE | Clay Tiles |  |  | Sqm | 0 | 0 | 1 | Rows 1220
132 | FLOORING_TILE | Clay Tiles | ACTIVITY PRIORITY CONFIRMED: Fixing Tiles | 1:3 |  | 0 | 0 | 1 | Rows 1218
133 | FLOORING_TILE | Flooring Tiles |  |  |  | 0 | 0 | 1 | Rows 1110
134 | FLOORING_TILE | Glazed / Ceramic Tiles |  |  | Sqm | 17633 | 17190059.04 | 6 | Rows 1200, 1201, 1202, 1203, 1204, 1205
135 | FLOORING_TILE | Glazed / Ceramic Tiles |  |  |  | 0 | 0 | 1 | Rows 1199
136 | FLOORING_TILE | Glazed / Ceramic Tiles | ACTIVITY PRIORITY CONFIRMED: Fixing | 1:6 |  | 0 | 0 | 1 | Rows 1197
137 | FLOORING_TILE | Granite |  |  | Rmt | 2026 | 0 | 7 | Rows 954, 955, 956, 957, 959, 960, 1016
138 | FLOORING_TILE | Granite |  |  | Sqm | 1353 | 0 | 52 | Rows 922-1013 (52 items)
139 | FLOORING_TILE | Granite |  |  |  | 0 | 0 | 10 | Rows 920, 921, 926, 931, 958, 973, 982, 991, 996, 1005
140 | FLOORING_TILE | Granite | ACTIVITY PRIORITY CORRECTED: Applied FLOORING_TILE schema, specifying material as 'Granite'. |  | Sqm | 60 | 0 | 1 | Rows 963
141 | FLOORING_TILE | Granite | Inherited from header |  | Rmt | 1470 | 0 | 10 | Rows 943, 944, 945, 946, 948, 949, 950, 951, 952, 953
142 | FLOORING_TILE | Granite | Inherited from header |  |  | 0 | 0 | 2 | Rows 942, 947
143 | FLOORING_TILE | Granite | ACTIVITY PRIORITY CORRECTED: Applied FLOORING_TILE schema, specifying material as 'Granite', extracting '1:3' for material_grade, and '20mm' for extracted_dimensions. | 1:3 |  | 0 | 0 | 1 | Rows 941
144 | FLOORING_TILE | Granite | ACTIVITY PRIORITY CORRECTED: Applied FLOORING_TILE schema, specifying material as 'Granite' and extracting '1:4' for material_grade. | 1:4 |  | 0 | 0 | 1 | Rows 919
145 | FLOORING_TILE | Granite | ACTIVITY PRIORITY CORRECTED: Strict schema for FLOORING_TILE applied based on material (Granite) and bedding mortar ratio (CM 1:4). | 1:4 |  | 0 | 0 | 2 | Rows 969, 972
146 | FLOORING_TILE | Granite | ACTIVITY PRIORITY CONFIRMED: Laying | 1:6 |  | 0 | 0 | 1 | Rows 1015
147 | FLOORING_TILE | Industrial Tiles |  |  | Sqm | 121 | 0 | 1 | Rows 1185
148 | FLOORING_TILE | Industrial Tiles | ACTIVITY PRIORITY CORRECTED: Strict schema for FLOORING_TILE applied: material_grade extracted as ratio '1 : 6', extracted_dimensions set to null as not specified in schema for this category. Incidental details like spacer thickness (3mm) and bedding thickness (20mm) are ignored for primary categorization and schema extraction. | 1 : 6 | Sqm | 121 | 0 | 1 | Rows 1184
149 | FLOORING_TILE | Industrial Tiles | ACTIVITY PRIORITY CONFIRMED: Laying | 1:3 | Rmt | 50 | 0 | 1 | Rows 1187
150 | FLOORING_TILE | Matt finish ceramic tile |  |  |  | 0 | 0 | 1 | Rows 1190
151 | FLOORING_TILE | Pressed Clay Tiles |  |  | Sqm | 0 | 0 | 1 | Rows 1215
152 | FLOORING_TILE | Pressed Clay Tiles | ACTIVITY PRIORITY CORRECTED: Applied strict FLOORING_TILE schema. Material grade is the cement ratio; extracted dimensions are not applicable per schema. | 1 : 6 |  | 0 | 0 | 1 | Rows 1214
153 | FLOORING_TILE | Vitrified Tiles |  |  | Rmt | 36290 | 0 | 16 | Rows 1124-1143 (16 items)
154 | FLOORING_TILE | Vitrified Tiles |  |  | Sqm | 25945 | 0 | 13 | Rows 1091, 1092, 1093, 1094, 1095, 1147, 1148, 1149, 1150, 1151, 1152, 1153, 1159
155 | FLOORING_TILE | Vitrified Tiles |  |  |  | 0 | 0 | 5 | Rows 1087, 1090, 1123, 1137, 1146
156 | FLOORING_TILE | Vitrified Tiles | ACTIVITY PRIORITY CONFIRMED: Laying Vitrified Tile |  | Sqm | 0 | 0 | 1 | Rows 1158
157 | FLOORING_TILE | Vitrified Tiles | ACTIVITY PRIORITY CORRECTED: Applied strict FLOORING_TILE schema. Material grade is the cement ratio; extracted dimensions are not applicable per schema. | 1 : 6 | Sqm | 2783 | 3553891 | 1 | Rows 1210
158 | FLOORING_TILE | Vitrified Tiles | ACTIVITY PRIORITY CONFIRMED: Fixing Vitrified tile skirting | 1:3 |  | 0 | 0 | 1 | Rows 1122
159 | FLOORING_TILE | Vitrified Tiles | ACTIVITY PRIORITY CONFIRMED: Laying | 1:6 |  | 0 | 0 | 1 | Rows 1089
160 | FLOORING_TILE | Vitrified Tiles | ACTIVITY PRIORITY CONFIRMED: Laying Vitrified Tile | 1:6 |  | 0 | 0 | 1 | Rows 1145
161 | FLOORING_TILE | Vitrified tiles (SRI tiles) |  |  | Sqm | 400 | 554000 | 1 | Rows 1221
162 | FLOORING_TILE | Wood Finish Vitrified Tiles |  |  |  | 0 | 0 | 2 | Rows 1100, 1129
163 | WATERPROOFING_MEMBRANE | Acrylic Polymer Cementitious Coating |  |  |  | 0 | 0 | 1 | Rows 1491
164 | WATERPROOFING_MEMBRANE | Acrylic Polymer Cementitious Coating | ACTIVITY PRIORITY CONFIRMED: Providing & laying waterproofing treatment | Two coats | Sqm | 384 | 192000 | 1 | Rows 1565
165 | WATERPROOFING_MEMBRANE | Geotextile membrane |  |  | Sqm | 7911 | 0 | 1 | Rows 1509
166 | WATERPROOFING_MEMBRANE | HDPE Dimpled Membrane |  |  | Sqm | 5326 | 585860 | 1 | Rows 1488
167 | WATERPROOFING_MEMBRANE | Polyurethane Coating |  |  | Sqm | 21674 | 15632853 | 6 | Rows 1487, 1490, 1492, 1493, 1494, 1495
168 | WATERPROOFING_MEMBRANE | Polyurethane Coating | ACTIVITY PRIORITY CONFIRMED: Applying |  |  | 0 | 0 | 1 | Rows 1539
169 | WATERPROOFING_MEMBRANE | Polyurethane Coating | ACTIVITY PRIORITY CONFIRMED: Supply and SPRAY application of polyurethane coating |  |  | 0 | 0 | 1 | Rows 1486
170 | WATERPROOFING_MEMBRANE | Polyurethane Coating | ACTIVITY PRIORITY CONFIRMED: Supplying and applying | 2 coats |  | 0 | 0 | 1 | Rows 1507
171 | WATERPROOFING_MEMBRANE | Pre-applied HDPE Membrane |  |  |  | 0 | 0 | 1 | Rows 1489
172 | WATERPROOFING_MEMBRANE | Tar Epoxy Coating |  |  | Sqm | 2616 | 0 | 1 | Rows 1496
173 | PAINTING_FINISHING | Acrylic Emulsion Paint |  |  | Rmt | 4884 | 0 | 2 | Rows 1427, 1428
174 | PAINTING_FINISHING | Acrylic Emulsion Paint |  |  | Sqm | 82461 | 0 | 36 | Rows 1312-1452 (36 items)
175 | PAINTING_FINISHING | Acrylic Emulsion Paint |  |  |  | 0 | 0 | 10 | Rows 1311, 1315, 1319, 1383, 1387, 1397, 1405, 1414, 1418, 1430
176 | PAINTING_FINISHING | Acrylic Emulsion Paint | ACTIVITY PRIORITY CONFIRMED: Applying paint | One coat |  | 0 | 0 | 1 | Rows 1382
177 | PAINTING_FINISHING | Acrylic Emulsion Paint | ACTIVITY PRIORITY CONFIRMED: Applying paint | Two coats |  | 0 | 0 | 5 | Rows 1310, 1320, 1374, 1410, 1413
178 | PAINTING_FINISHING | CEMENT BASED PAINT -SNOWCEM |  |  |  | 0 | 0 | 1 | Rows 1393
179 | PAINTING_FINISHING | Cement Based Paint (Snowcem) |  |  | Sqm | 0 | 0 | 1 | Rows 1394
180 | PAINTING_FINISHING | Distemper |  |  | Sqm | 9808 | 0 | 34 | Rows 1326-1372 (34 items)
181 | PAINTING_FINISHING | Distemper |  |  |  | 0 | 0 | 7 | Rows 1325, 1328, 1335, 1342, 1348, 1357, 1366
182 | PAINTING_FINISHING | Distemper | ACTIVITY PRIORITY CONFIRMED: Applying paint | Two coats |  | 0 | 0 | 3 | Rows 1324, 1345, 1369
183 | PAINTING_FINISHING | Exterior Grade Emulsion Paint |  |  | Sqm | 77734 | 0 | 6 | Rows 1240, 1241, 1248, 1249, 1250, 1251
184 | PAINTING_FINISHING | Exterior Grade Emulsion Paint | ACTIVITY PRIORITY CONFIRMED: Applying Paint | Two coats | Sqm | 0 | 0 | 1 | Rows 1237
185 | PAINTING_FINISHING | Exterior Grade Emulsion Paint | ACTIVITY PRIORITY CONFIRMED: Applying Paint | Two coats |  | 0 | 0 | 1 | Rows 1239
186 | PAINTING_FINISHING | Exterior Grade Emulsion Paint | ACTIVITY PRIORITY CONFIRMED: Painting | Two coats | Sqm | 0 | 0 | 1 | Rows 1252
187 | PAINTING_FINISHING | Exterior Grade Emulsion Paint | ACTIVITY PRIORITY CONFIRMED: Painting | Two coats |  | 0 | 0 | 1 | Rows 1247
188 | PAINTING_FINISHING | Exterior grade acrylic emulsion paint |  |  |  | 0 | 0 | 1 | Rows 1285
189 | PAINTING_FINISHING | Interior Grade Acrylic Emulsion Paint |  |  | Sqm | 26356 | 0 | 32 | Rows 1272-1309 (32 items)
190 | PAINTING_FINISHING | Interior Grade Acrylic Emulsion Paint |  |  |  | 0 | 0 | 4 | Rows 1271, 1278, 1293, 1301
191 | PAINTING_FINISHING | Interior Grade Acrylic Emulsion Paint | ACTIVITY PRIORITY CONFIRMED: Applying paint | Two coats |  | 0 | 0 | 2 | Rows 1270, 1292
192 | PAINTING_FINISHING | Interior Grade Premium Acrylic Emulsion Paint |  |  | Sqm | 125725 | 0 | 12 | Rows 1256, 1257, 1258, 1259, 1260, 1261, 1263, 1264, 1265, 1266, 1267, 1268
193 | PAINTING_FINISHING | Interior Grade Premium Acrylic Emulsion Paint |  |  |  | 0 | 0 | 2 | Rows 1255, 1262
194 | PAINTING_FINISHING | Interior Grade Premium Acrylic Emulsion Paint | ACTIVITY PRIORITY CONFIRMED: Applying paint | Two coats |  | 0 | 0 | 1 | Rows 1254
195 | PAINTING_FINISHING | Polyurethane Coating |  |  |  | 0 | 0 | 1 | Rows 1533
196 | PAINTING_FINISHING | Polyurethane Floor Coating |  |  | Sqm | 41 | 28700 | 1 | Rows 1232
197 | PAINTING_FINISHING | Polyurethane Floor Coating |  |  |  | 0 | 0 | 2 | Rows 1235, 1236
198 | PAINTING_FINISHING | Polyurethane Floor Coating | ACTIVITY PRIORITY CONFIRMED: Applying Coating | Two coats |  | 0 | 0 | 1 | Rows 1231
199 | PAINTING_FINISHING | Primer |  |  |  | 0 | 0 | 1 | Rows 1396
200 | PAINTING_FINISHING | Synthetic Enamel Paint |  |  | Sqm | 0 | 0 | 2 | Rows 1433, 1434
201 | PAINTING_FINISHING | Synthetic Enamel Paint |  |  |  | 0 | 0 | 2 | Rows 1431, 1432
202 | PAINTING_FINISHING | epoxy paint |  |  | Sqm | 0 | 0 | 1 | Rows 1456
203 | PAINTING_FINISHING | food grade epoxy CERA COTE EPW (White) / SIKA GUARD – 67 |  |  |  | 0 | 0 | 1 | Rows 1422
204 | PAINTING_FINISHING | synthetic enamel paint |  |  | Sqm | 0 | 0 | 1 | Rows 1455
205 | PAINTING_FINISHING | yellow / Orange / Approved shade paint of Apex |  |  |  | 0 | 0 | 1 | Rows 1426
206 | JOINERY_DOORS | African Teak Wood Frame | ACTIVITY PRIORITY CORRECTED: The primary activity is fixing an African Teak wood frame for main doors. This falls under 'JOINERY_DOORS'. The anti-termite treatment and painting are incidental to the installation of the door frame. |  | Nos | 441 | 0 | 1 | Rows 645
207 | JOINERY_DOORS | Ball Bearing Hinges |  |  | Nos | 864 | 216000 | 1 | Rows 687
208 | JOINERY_DOORS | Concealed Tower Bolt |  |  | Nos | 216 | 108000 | 1 | Rows 688
209 | JOINERY_DOORS | Dead Lock |  |  | Nos | 216 | 540000 | 1 | Rows 689
210 | JOINERY_DOORS | Door Handle |  |  | Nos | 216 | 108000 | 1 | Rows 690
211 | JOINERY_DOORS | External Trim Lock |  |  | Nos | 216 | 1523880 | 1 | Rows 686
212 | JOINERY_DOORS | Fire Rated Doors |  |  |  | 0 | 0 | 1 | Rows 670
213 | JOINERY_DOORS | Flush shutter |  |  | Nos | 0 | 0 | 7 | Rows 659, 660, 661, 662, 663, 664, 665
214 | JOINERY_DOORS | Flush shutter | ACTIVITY PRIORITY CORRECTED: The primary activity is 'Fixing' a 'Flush shutter' for a bedroom door, which falls under JOINERY_DOORS. The 'Natural PU lacquer Polish' and 'laminate finish' are incidental finishes on the shutter, not the main work activity, as per the 'NEW ANCHORING RULE'. | laminate- AMA 100 | Nos | 1167 | 0 | 1 | Rows 658
215 | JOINERY_DOORS | Hard wood frame |  |  | Nos | 0 | 0 | 8 | Rows 647, 648, 649, 650, 651, 652, 653, 655
216 | JOINERY_DOORS | Hard wood frame | ACTIVITY PRIORITY CORRECTED: The primary activity is 'fixing' a 'Hard wood frame' for doors, which falls under JOINERY_DOORS. The mention of 'masonry wall' is a location detail, and 'bitumen painted / antitermite treatment' and 'PU lacquer Polish' are incidental finishes on the frame, not the main work activity, as per the 'NEW ANCHORING RULE'. | Steam beach Hard wood | Nos | 1167 | 0 | 1 | Rows 646
217 | JOINERY_DOORS | Hard wood frame | ACTIVITY PRIORITY CORRECTED: The primary activity is 'fixing' a 'Hard wood frame' for doors, which falls under JOINERY_DOORS. The mention of 'masonry wall' is a location detail, and 'bitumen painted / antitermite treatment' and 'white PU Polish' are incidental finishes on the frame, not the main work activity, as per the 'NEW ANCHORING RULE'. | Steam beach Hard wood | Nos | 1006 | 0 | 1 | Rows 654
218 | JOINERY_DOORS | MS Door Shutter | ACTIVITY PRIORITY CONFIRMED: Providing & fixing MS door shutter |  |  | 0 | 0 | 1 | Rows 554
219 | JOINERY_DOORS | MS Door Shutter | ACTIVITY PRIORITY CORRECTED: The primary activity is 'Providing & fixing of MS door shutter'. The painting mentioned at the end is a finishing detail of the door, not the main work activity. The 'NEW ANCHORING RULE' dictates anchoring to the main subject described at the beginning of the text. This activity falls under JOINERY_DOORS. |  | MT | 0 | 0 | 1 | Rows 552
220 | JOINERY_DOORS | Panic Bar |  |  | Nos | 216 | 1188000 | 1 | Rows 684
221 | JOINERY_DOORS | Solid Flush designer shutter |  |  | Nos | 0 | 0 | 1 | Rows 657
222 | JOINERY_DOORS | Solid Flush designer shutter | ACTIVITY PRIORITY CONFIRMED: Fixing designer shutter | Natural Teak Veneer | Nos | 441 | 0 | 1 | Rows 656
223 | JOINERY_DOORS | Steel Doors |  |  | Nos | 1640 | 3312280 | 40 | Rows 705-767 (40 items)
224 | JOINERY_DOORS | Steel Doors |  |  | Sqm | 864 | 3024000 | 8 | Rows 682, 693, 704, 715, 726, 737, 748, 759
225 | JOINERY_DOORS | Steel Doors |  |  |  | 0 | 0 | 17 | Rows 672-758 (17 items)
226 | JOINERY_DOORS | Steel Doors | ACTIVITY PRIORITY CORRECTED: The primary activity is the providing and fixing of Steel Doors, which falls under Joinery/Doors. Incidental concrete fill is not the main work. |  |  | 0 | 0 | 1 | Rows 671
227 | JOINERY_DOORS | Vision Panel with Fire Rated Glass |  |  | Nos | 216 | 771120 | 1 | Rows 685
228 | JOINERY_DOORS | Waterproof flush shutter |  |  | Nos | 0 | 0 | 1 | Rows 667
229 | JOINERY_DOORS | Waterproof flush shutter | ACTIVITY PRIORITY CORRECTED: The primary activity is 'Fixing' a 'Waterproof flush shutter' for a toilet door, which falls under JOINERY_DOORS. The 'Natural PU lacquer Polish' and 'laminate finish' are incidental finishes on the shutter, not the main work activity, as per the 'NEW ANCHORING RULE'. | Laminate - AMA 100 | Nos | 1006 | 0 | 1 | Rows 666
230 | STEEL_WORKS | M.S. Hollow / Rolled Sections |  | MS Angles, Plates, Sections |  | 0 | 0 | 1 | Rows 540
231 | STEEL_WORKS | M.S./ Brite Bars |  | MS Angles, Plates, Sections | MT | 28.8 | 4242153.6 | 1 | Rows 534
232 | STEEL_WORKS | MS Angles, Flats, Bars |  | MS Angles, Plates, Sections |  | 0 | 0 | 1 | Rows 537
233 | STEEL_WORKS | MS Chequered plate |  | MS Angles, Plates, Sections | MT | 1 | 0 | 1 | Rows 559
234 | STEEL_WORKS | MS Chequered plate |  | MS Angles, Plates, Sections | Sqm | 0 | 0 | 1 | Rows 1447
235 | STEEL_WORKS | MS Door Shutter |  | MS Angles, Plates, Sections | MT | 2 | 183525 | 2 | Rows 555, 556
236 | STEEL_WORKS | MS Grill |  | MS Angles, Plates, Sections | MT | 0.8 | 44189.1 | 2 | Rows 535, 536
237 | STEEL_WORKS | MS Sheet and Square Bar |  | MS Angles, Plates, Sections | MT | 1 | 0 | 1 | Rows 553
238 | STEEL_WORKS | MS Staircase |  | MS Angles, Plates, Sections | MT | 1 | 104962 | 1 | Rows 561
239 | STEEL_WORKS | MS Z louvers |  | MS Angles, Plates, Sections | Sqm | 0 | 0 | 1 | Rows 1449
240 | STEEL_WORKS | MS angle brackets |  | MS Angles, Plates, Sections |  | 0 | 0 | 1 | Rows 562
241 | STEEL_WORKS | MS fabricated ramp drain grating |  | MS Angles, Plates, Sections |  | 0 | 0 | 1 | Rows 566
242 | STEEL_WORKS | MS frame work |  | MS Angles, Plates, Sections | Sqm | 0 | 0 | 2 | Rows 1450, 1453
243 | STEEL_WORKS | MS grating over Channel drain |  | MS Angles, Plates, Sections | MT | 0 | 0 | 1 | Rows 572
244 | STEEL_WORKS | MS ladders with railing |  | MS Angles, Plates, Sections | MT | 1 | 143098 | 1 | Rows 560
245 | STEEL_WORKS | Structural Steel | Inherited from header |  | Cum | 1520 | 0 | 4 | Rows 602, 603, 604, 605
246 | STEEL_WORKS | Structural Steel | Inherited from header |  | Nos | 200 | 157700 | 10 | Rows 575, 576, 577, 578, 579, 582, 583, 584, 585, 586
247 | STEEL_WORKS | Structural Steel | Inherited from header |  | Sqm | 19101 | 0 | 3 | Rows 608, 609, 610
248 | STEEL_WORKS | Structural Steel | Inherited from header |  |  | 0 | 0 | 5 | Rows 581, 598, 600, 601, 607
249 | STEEL_WORKS | Structural Steel |  | MS Angles, Plates, Sections | MT | 118 | 733584 | 21 | Rows 532-878 (21 items)
250 | STEEL_WORKS | Structural Steel |  | MS Angles, Plates, Sections | Rmt | 11364 | 0 | 4 | Rows 614, 615, 616, 1440
251 | STEEL_WORKS | Structural Steel |  | MS Angles, Plates, Sections | Sqm | 4952 | 0 | 14 | Rows 1435, 1436, 1437, 1438, 1439, 1441, 1442, 1443, 1444, 1445, 1446, 1448, 1451, 1454
252 | STEEL_WORKS | Structural Steel |  | MS Angles, Plates, Sections |  | 0 | 0 | 2 | Rows 531, 546
253 | STEEL_WORKS | Structural Steel | ACTIVITY PRIORITY CORRECTED: Applied STEEL_WORKS schema; identified primary activity as fixing steel elements (reinforcement steel used as anchors for non-structural members), aligning with the rule for anchor bolts/plates. | MS Angles, Plates, Sections |  | 0 | 0 | 1 | Rows 274
254 | STEEL_WORKS | Structural Steel | ACTIVITY PRIORITY CORRECTED: The activity involves 'fabricating & fixing MS louvers' using 'MS sheet' and 'MS sections', which falls under the broader category of STEEL_WORKS, not REINFORCEMENT_STEEL. The 'Verb is King' and 'Role Assignment' principles point to steel fabrication. | MS Angles, Plates, Sections | MT | 0 | 0 | 1 | Rows 558
255 | STEEL_WORKS | Structural Steel | ACTIVITY PRIORITY CORRECTED: The description explicitly refers to 'structural steel' and fabrication of 'plates, channels and angles', which aligns with the STEEL_WORKS schema, not REINFORCEMENT_STEEL (which is for 'Reinforcement Bars'). The 'Verb is King' and 'Role Assignment' principles identify 'fabricating & erecting structural steel' as the main activity. | MS Angles, Plates, Sections |  | 0 | 0 | 1 | Rows 530
256 | STEEL_WORKS | Structural Steel | ACTIVITY PRIORITY CORRECTED: The primary activity is anchoring steel bolts, not concrete work. Applied STEEL_WORKS schema. | MS Angles, Plates, Sections |  | 0 | 0 | 1 | Rows 574
257 | STEEL_WORKS | Structural Steel | ACTIVITY PRIORITY CORRECTED: The primary activity is fabricating and fixing MS sections, sheets, and a gate, which are structural steel components, not reinforcement steel. Applied STEEL_WORKS schema. | MS Angles, Plates, Sections | MT | 0.3 | 0 | 1 | Rows 593
258 | STEEL_WORKS | Structural Steel | ACTIVITY PRIORITY CORRECTED: The primary activity is fixing rolling shutters made of MS laths and frames, which falls under 'STEEL_WORKS'. The painting is incidental to the main steel installation. | MS Angles, Plates, Sections | Sqm | 40 | 180000 | 1 | Rows 595
259 | STEEL_WORKS | Structural Steel | ACTIVITY PRIORITY CORRECTED: The primary activity is fixing steel bolts, not concrete work. Applied STEEL_WORKS schema. | MS Angles, Plates, Sections | Kgs | 20 | 6140 | 1 | Rows 573
260 | MEP_ELECTRICAL | PVC pipe |  |  | Nos | 7509 | 1628810 | 11 | Rows 887, 888, 889, 890, 891, 892, 895, 896, 897, 898, 899
261 | MEP_ELECTRICAL | PVC sleeve |  |  | Nos | 0 | 0 | 4 | Rows 900, 902, 903, 904
262 | MEP_ELECTRICAL | PVC sleeve | ACTIVITY PRIORITY CORRECTED: Classified as secondary activity, identified specific material 'PVC sleeve'. |  |  | 0 | 0 | 1 | Rows 886
263 | MEP_PLUMBING | DWC HDPE pipe-SN8 |  |  | Rmt | 553 | 156240 | 5 | Rows 779, 780, 781, 782, 783
264 | MEP_PLUMBING | DWC HDPE pipe-SN8 | ACTIVITY PRIORITY CORRECTED: The primary activity is the installation of DWC HDPE pipe for storm water drainage, which falls under MEP Plumbing. Excavation and backfilling are incidental to the pipe laying. |  |  | 0 | 0 | 1 | Rows 778
265 | MEP_PLUMBING | Drain pipe puddle flange |  |  | Each | 12 | 0 | 2 | Rows 823, 859
266 | MEP_PLUMBING | GI Puddle Flanges |  |  | Each | 8 | 0 | 8 | Rows 834, 835, 836, 837, 838, 839, 840, 841
267 | MEP_PLUMBING | Garland drain |  |  | Rmt | 637 | 0 | 1 | Rows 868
268 | MEP_PLUMBING | Inlet puddle flanges |  |  |  | 0 | 0 | 1 | Rows 805
269 | MEP_PLUMBING | Mixed Materials |  |  | Each | 13 | 0 | 12 | Rows 806, 807, 808, 809, 810, 811, 812, 814, 815, 816, 817, 818
270 | MEP_PLUMBING | Mixed Materials |  |  |  | 0 | 0 | 1 | Rows 833
271 | MEP_PLUMBING | Mixed Materials | ACTIVITY PRIORITY CORRECTED: Classified as secondary category: MEP_PLUMBING |  |  | 0 | 0 | 4 | Rows 803, 830, 844, 863
272 | MEP_PLUMBING | Mixed Materials | Inherited from header |  | Each | 48 | 0 | 10 | Rows 847, 848, 849, 850, 851, 852, 853, 854, 855, 856
273 | MEP_PLUMBING | Mixed Materials | Inherited from header |  |  | 0 | 0 | 2 | Rows 845, 846
274 | MEP_PLUMBING | None |  |  | Rmt | 497 | 0 | 4 | Rows 864, 865, 866, 867
275 | MEP_PLUMBING | Outlet puddle flanges |  |  | Each | 3 | 0 | 1 | Rows 828
276 | MEP_PLUMBING | Outlet puddle flanges |  |  |  | 0 | 0 | 1 | Rows 813
277 | MEP_PLUMBING | Overflow pipe |  |  | Each | 11 | 0 | 2 | Rows 824, 860
278 | MEP_PLUMBING | Overflow puddle flanges |  |  | Each | 11 | 0 | 3 | Rows 820, 821, 857
279 | MEP_PLUMBING | Puddle Flange |  |  |  | 0 | 0 | 1 | Rows 832
280 | MEP_PLUMBING | R.C.C NP 2 class Hume pipe |  |  | Rmt | 75 | 134490 | 5 | Rows 772, 773, 774, 775, 776
281 | MEP_PLUMBING | R.C.C NP 2 class Hume pipe | ACTIVITY PRIORITY CORRECTED: The primary activity is the installation of RCC Hume pipe for drainage, which falls under MEP Plumbing. Excavation is explicitly excluded from this item. |  |  | 0 | 0 | 1 | Rows 771
282 | MEP_PLUMBING | Sewage Treatment Plant |  |  |  | 0 | 0 | 1 | Rows 831
283 | MEP_PLUMBING | Sleeves for level controller |  |  | Each | 11 | 0 | 2 | Rows 822, 858
284 | MEP_PLUMBING | Storm water sump |  |  |  | 0 | 0 | 1 | Rows 826
285 | MEP_PLUMBING | Swan neck bend for Vent pipe with mosquito proof mesh |  |  | Each | 14 | 0 | 2 | Rows 819, 827
286 | MEP_PLUMBING | UG Sump Tank |  |  |  | 0 | 0 | 1 | Rows 804
287 | OTHERS | Acrylic Cementitious Waterproofing System |  |  |  | 0 | 0 | 1 | Rows 1551
288 | OTHERS | Bonding Construction Chemical |  |  | Sqm | 500 | 40500 | 1 | Rows 627
289 | OTHERS | Calcium silicate false ceiling tiles |  |  | Sqm | 4068 | 0 | 1 | Rows 1461
290 | OTHERS | Calcium silicate false ceiling tiles | ACTIVITY PRIORITY CONFIRMED: Fixing false ceiling |  |  | 0 | 0 | 1 | Rows 1460
291 | OTHERS | Cement Based Grout |  |  | Sqm | 15649 | 0 | 17 | Rows 1101-1181 (17 items)
292 | OTHERS | Cement Based Grout | ACTIVITY PRIORITY CONFIRMED: Grouting |  | Sqm | 2783 | 144716 | 8 | Rows 1098, 1108, 1120, 1156, 1186, 1208, 1211, 1216
293 | OTHERS | Cement Based Grout | ACTIVITY PRIORITY CONFIRMED: grouting |  | Sqm | 0 | 0 | 3 | Rows 1160, 1173, 1183
294 | OTHERS | Chemical Emulsion (Anti-termite) | ACTIVITY PRIORITY CORRECTED: Original classification 'EXCAVATION_EARTHWORK' is incorrect as anti-termite treatment is a chemical application, not an excavation activity. Reclassified as 'OTHERS' as it is a specialized treatment not fitting other defined categories. Not a Prime Seven category. Material grade and dimensions are not applicable per 'OTHERS' schema. |  | Sqm | 11067 | 1162035 | 1 | Rows 67
295 | OTHERS | Concrete Panels |  |  | sqm | 382 | 859500 | 4 | Rows 881, 882, 883, 884
296 | OTHERS | Door Test Parameters |  |  |  | 0 | 0 | 1 | Rows 637
297 | OTHERS | Drainage Groove |  |  | Rmt | 184 | 0 | 1 | Rows 629
298 | OTHERS | EPDM Column Guard | ACTIVITY PRIORITY CORRECTED: The activity is fixing a protective guard, which does not fit any Prime Seven or specific secondary category like MEP. Classified as OTHERS. |  | Nos | 1552 | 0 | 1 | Rows 588
299 | OTHERS | EPOXY BASED GROUT |  |  | Sqm | 38711 | 0 | 4 | Rows 1097, 1107, 1119, 1155
300 | OTHERS | Epoxy Based Grout |  |  | Sqm | 20516 | 0 | 2 | Rows 1182, 1207
301 | OTHERS | Epoxy Based Grout | ACTIVITY PRIORITY CONFIRMED: Grouting |  | Sqm | 0 | 0 | 2 | Rows 1212, 1217
302 | OTHERS | Excavator (back hoe loader/JCB) |  |  | Hrs | 50 | 63200 | 1 | Rows 909
303 | OTHERS | Fibrillated Polypropylene Fibres |  |  | Kg | 2159 | 915416 | 1 | Rows 626
304 | OTHERS | G.I.Expanded metal mesh |  |  | Rmt | 8055 | 0 | 4 | Rows 509, 510, 511, 512
305 | OTHERS | G.I.Expanded metal mesh | ACTIVITY PRIORITY CONFIRMED: Providing and fixing | 24G/0.56mm thick with hot dip zinc coating of 120 gms/sqm |  | 0 | 0 | 1 | Rows 508
306 | OTHERS | Gandola Scaffolding |  |  | Sqm | 0 | 0 | 1 | Rows 1244
307 | OTHERS | Geotextile membrane |  |  | Sqm | 3394 | 288490 | 1 | Rows 1535
308 | OTHERS | Glass Strip |  |  |  | 0 | 0 | 8 | Rows 634, 638, 639, 640, 641, 642, 643, 644
309 | OTHERS | Glass Strip | ACTIVITY PRIORITY CORRECTED: The primary activity is laying and fixing glass strips for concrete flooring. While related to flooring, the main subject is the glass strip, which is a specialized accessory not covered by 'FLOORING_TILE' or 'STRUCTURE_CONCRETE' as the primary activity. Classified as 'OTHERS'. |  | Rmt | 146 | 11680 | 1 | Rows 625
310 | OTHERS | Granite |  |  | Rmt | 0 | 0 | 2 | Rows 961, 962
311 | OTHERS | Granite Countertop |  |  | Sqm | 199 | 0 | 1 | Rows 967
312 | OTHERS | Granite Countertop | ACTIVITY PRIORITY CORRECTED: Activity is for a granite countertop fixed over MS supports with adhesive, which does not fit the 'FLOORING_TILE' schema (no cement ratio for bedding) despite the material, nor any other specific allowed category. Classified as OTHERS. |  |  | 0 | 0 | 1 | Rows 966
313 | OTHERS | Granite Facia |  |  | Rmt | 333 | 0 | 1 | Rows 965
314 | OTHERS | Granite Facia | ACTIVITY PRIORITY CORRECTED: Activity is for granite facia fixed with adhesive over ply, which does not fit the 'FLOORING_TILE' schema (no cement ratio for bedding) or any other specific allowed category. Classified as OTHERS. |  |  | 0 | 0 | 1 | Rows 964
315 | OTHERS | Groove |  |  | Rmt | 1008 | 0 | 1 | Rows 630
316 | OTHERS | Groove Cutting |  |  |  | 0 | 0 | 1 | Rows 628
317 | OTHERS | Grouting Material |  |  |  | 0 | 0 | 1 | Rows 118
318 | OTHERS | Gypsum Board Cornice |  |  | Rmt | 10764 | 0 | 2 | Rows 1476, 1477
319 | OTHERS | Gypsum Board Cornice | ACTIVITY PRIORITY CONFIRMED: Providing and fixing gypsum board cornice work |  |  | 0 | 0 | 1 | Rows 1475
320 | OTHERS | Gypsum Coving |  |  |  | 0 | 0 | 1 | Rows 1469
321 | OTHERS | Gypsum False Ceiling |  |  | Rmt | 6276 | 0 | 4 | Rows 1470, 1471, 1472, 1473
322 | OTHERS | Gypsum False Ceiling |  |  | Sqm | 6151 | 0 | 3 | Rows 1464, 1466, 1467
323 | OTHERS | Gypsum False Ceiling |  |  |  | 0 | 0 | 1 | Rows 1465
324 | OTHERS | Gypsum False Ceiling | ACTIVITY PRIORITY CONFIRMED: Providing and fixing false ceiling |  |  | 0 | 0 | 1 | Rows 1463
325 | OTHERS | Handicap Ramp |  |  |  | 0 | 0 | 1 | Rows 936
326 | OTHERS | IMIDACHLOPRID chemical (Anti-termite) |  |  | Sqm | 0 | 0 | 1 | Rows 68
327 | OTHERS | Joinery Works |  |  |  | 0 | 0 | 1 | Rows 632
328 | OTHERS | MS Scaffolding |  |  | Sqm | 0 | 0 | 1 | Rows 1243
329 | OTHERS | Miscellaneous |  |  |  | 0 | 0 | 1 | Rows 770
330 | OTHERS | Mixed |  |  |  | 0 | 0 | 10 | Rows 3, 4, 5, 6, 7, 8, 9, 10, 11, 12
331 | OTHERS | Mixed Materials |  |  | Sqm | 12318 | 4371546 | 5 | Rows 1508, 1534, 1540, 1546, 1552
332 | OTHERS | Mixed Materials |  |  |  | 0 | 0 | 1 | Rows 529
333 | OTHERS | Mixed Materials | ACTIVITY PRIORITY CORRECTED: Classified as OTHERS as the primary activity (fixing PVC rungs for footsteps) does not fit any of the Prime Seven or other specific allowed categories. |  | Nos | 299 | 0 | 1 | Rows 287
334 | OTHERS | Mixed Materials | ACTIVITY PRIORITY CORRECTED: Classified as secondary category: OTHERS |  | Cum | 27 | 0 | 1 | Rows 869
335 | OTHERS | N/A |  |  | Rmt | 0 | 0 | 1 | Rows 1219
336 | OTHERS | PVC Beading |  |  |  | 0 | 0 | 1 | Rows 1228
337 | OTHERS | PVC board |  |  | sqm | 414 | 0 | 5 | Rows 797, 798, 799, 800, 801
338 | OTHERS | PVC board | ACTIVITY PRIORITY CORRECTED: The primary activity is providing and fixing PVC board for expansion and separation joints, which does not fit into any specific Prime Seven or other secondary categories. |  |  | 0 | 0 | 1 | Rows 796
339 | OTHERS | Polycarbonate Sheet | ACTIVITY PRIORITY CORRECTED: The primary activity is the installation of polycarbonate sheets, which is not a 'Prime Seven' category. It is a specialized roofing/cladding material, thus classified as 'OTHERS'. |  | Sqm | 663 | 2730897 | 1 | Rows 594
340 | OTHERS | Polycarbonate Sheets |  |  | Sqm | 43 | 0 | 2 | Rows 590, 591
341 | OTHERS | Polycarbonate Sheets | ACTIVITY PRIORITY CORRECTED: The activity is fixing permanent polycarbonate sheets for covering, which is not formwork and does not fit any Prime Seven or specific secondary category. Classified as OTHERS. |  |  | 0 | 0 | 1 | Rows 589
342 | OTHERS | Polymer Based Sealant |  |  |  | 0 | 0 | 1 | Rows 613
343 | OTHERS | Polythene Sheet |  |  | Sqm | 23561 | 2921564 | 2 | Rows 71, 73
344 | OTHERS | Polythene Sheet | ACTIVITY PRIORITY CONFIRMED: Laying |  |  | 0 | 0 | 1 | Rows 70
345 | OTHERS | Polyurethane/Polysulphide Sealant |  |  |  | 0 | 0 | 1 | Rows 1223
346 | OTHERS | Power Trowelling/Mechanical Float |  |  | Sqm | 309 | 0 | 1 | Rows 623
347 | OTHERS | Preamble |  |  |  | 0 | 0 | 1 | Rows 78
348 | OTHERS | Precast cover |  |  | Each | 67 | 0 | 9 | Rows 786, 787, 788, 789, 790, 791, 792, 793, 794
349 | OTHERS | RCC BOX drain |  |  |  | 0 | 0 | 1 | Rows 870
350 | OTHERS | Ramp Area Finish |  |  | Sqm | 1034 | 0 | 1 | Rows 611
351 | OTHERS | Scaffolding |  |  | Sqm | 970.935 | 0 | 1 | Rows 480
352 | OTHERS | Silicon sealant |  |  | Rmt | 3000 | 60000 | 1 | Rows 557
353 | OTHERS | Solid concrete Block work or PCC with plastering |  |  |  | 0 | 0 | 1 | Rows 901
354 | OTHERS | Spider Kit Suspended Scaffolding |  |  | Sqm | 0 | 0 | 1 | Rows 1245
355 | OTHERS | Staging & Bracing |  |  |  | 0 | 0 | 1 | Rows 469
356 | OTHERS | Tests on Doors |  |  |  | 0 | 0 | 1 | Rows 636
357 | OTHERS | Timber for frames |  |  |  | 0 | 0 | 1 | Rows 635
358 | OTHERS | Tractor |  |  | Man-days | 100 | 299400 | 1 | Rows 912
359 | OTHERS | Water Swelling Bars |  |  | Rmt | 3130 | 0 | 1 | Rows 266
360 | OTHERS | Wooden Doors |  |  |  | 0 | 0 | 1 | Rows 633
361 | WATERPROOFING | Acrylic Polymer Cementitious Coating |  |  |  | 0 | 0 | 1 | Rows 1513
362 | JOINERY_HARDWARE | Ball bearing hinges |  |  | Nos | 12 | 3000 | 1 | Rows 720
363 | DEMOLITION_WORK | Block masonry wall |  |  | Cum | 50 | 89050 | 1 | Rows 906
364 | WATERPROOFING_WORK | Bore packing |  |  |  | 0 | 0 | 1 | Rows 1569
365 | JOINERY_HARDWARE | Concealed tower bolt |  |  | Nos | 3 | 1500 | 1 | Rows 721
366 | PREAMBLE_NOTE | Contractual Note |  |  |  | 0 | 0 | 1 | Rows 917
367 | CIVIL_WORKS | Core Cutting Service |  |  |  | 0 | 0 | 1 | Rows 894
368 | JOINERY_HARDWARE | Dead lock |  |  | Nos | 96 | 240000 | 2 | Rows 700, 722
369 | HARDWARE_FITTINGS | Door Closer |  |  | Nos | 216 | 374760 | 1 | Rows 683
370 | JOINERY_HARDWARE | Door Closer |  |  | Nos | 96 | 166560 | 2 | Rows 694, 716
371 | JOINERY_HARDWARE | Door handle |  |  | Nos | 96 | 48000 | 2 | Rows 701, 723
372 | BACKFILLING_EARTHWORK | Earth |  |  | cum | 0 | 0 | 1 | Rows 872
373 | JOINERY_HARDWARE | External trim lock with latch |  |  | Nos | 3 | 21165 | 1 | Rows 719
374 | FALSE_CEILING | False Ceiling |  |  |  | 0 | 0 | 1 | Rows 1459
375 | GLAZING_WORK | Fire rated glass |  |  | Nos | 3 | 10710 | 1 | Rows 718
376 | JOINERY_COMPONENTS | Fire rated glass |  |  | Nos | 93 | 332010 | 1 | Rows 696
377 | HEADING | Flooring Works |  |  |  | 0 | 0 | 1 | Rows 916
378 | METAL_WORKS | GI Corner Beads |  |  | Rmt | 537 | 0 | 1 | Rows 520
379 | LABOR | Gas cutter / Welder / Chipper |  |  | Man-days | 100 | 126400 | 1 | Rows 913
380 | GEOTEXTILE_WORK | Geotextile Membrane |  |  | Sqm | 329 | 27965 | 1 | Rows 1547
381 | GEOTEXTILE_MEMBRANE | Geotextile membrane |  |  | Sqm | 129 | 10965 | 1 | Rows 1541
382 | STONE_WORK | Granite |  |  | Rmt | 864 | 0 | 1 | Rows 970
383 | HEADING | Granite Flooring, Cladding & Skirting Works |  |  |  | 0 | 0 | 1 | Rows 918
384 | BASE_COURSE_WORK | Granite hand broken metal/Rubble and quarry dust |  |  | Cum | 5 | 15610 | 1 | Rows 69
385 | ROAD_WORKS | Granular Sub-Base |  |  | Cum | 5 | 12700 | 1 | Rows 65
386 | ROAD_WORKS | Granular Sub-Base |  |  |  | 0 | 0 | 10 | Rows 55, 56, 57, 58, 59, 60, 61, 62, 63, 64
387 | WATERPROOFING_WORKS | HDPE membrane |  |  | Sqm | 2210 | 0 | 3 | Rows 1483, 1484, 1485
388 | WATERPROOFING_WORKS | HDPE membrane |  |  |  | 0 | 0 | 1 | Rows 1482
389 | LABOR | Helpers for Masons |  |  | Man-days | 100 | 99800 | 1 | Rows 911
390 | JOINERY_HARDWARE | Hinges |  |  | Nos | 372 | 93000 | 1 | Rows 698
391 | JOINERY_HARDWARE | Lock with latch |  |  | Nos | 93 | 656115 | 1 | Rows 697
392 | LABOR | Masons |  |  | Man-days | 100 | 139800 | 1 | Rows 910
393 | WATERPROOFING_WORK | Master Flow 715/718 or Polymer Modified Mortar |  |  | No. | 0 | 0 | 6 | Rows 1571, 1572, 1573, 1574, 1575, 1576
394 | WATERPROOFING_WORK | Master Flow 715/718 or Polymer Modified Mortar |  |  |  | 0 | 0 | 1 | Rows 1570
395 | METAL_WORKS | Mixed Materials |  |  |  | 0 | 0 | 1 | Rows 527
396 | DEMOLITION_WORK | PCC |  |  | Cum | 50 | 129000 | 1 | Rows 907
397 | JOINERY_HARDWARE | Panic bar |  |  | Nos | 96 | 528000 | 2 | Rows 695, 717
398 | WATERPROOFING_WORK | Polyurethane Waterproofing Coating |  |  |  | 0 | 0 | 1 | Rows 1545
399 | DEMOLITION_WORK | RCC members |  |  | Cum | 50 | 404300 | 1 | Rows 905
400 | ANCILLARY_WORK | Scaffolding |  |  | Sqm | 970.935 | 0 | 1 | Rows 496
401 | FINISHING_WORK | Silicon sealant |  |  | Rmt | 2657 | 0 | 1 | Rows 668
402 | DEMOLITION_WORK | Size stone Masonry |  |  | Cum | 50 | 100800 | 1 | Rows 908
403 | DEMOLITION_DISPOSAL | Surplus earth/ excavated material/ debris |  |  | Cum | 50 | 15000 | 1 | Rows 66
404 | JOINERY_HARDWARE | Tower bolt |  |  | Nos | 93 | 46500 | 1 | Rows 699
405 | LABOR | Unskilled labours |  |  | Man-days | 100 | 99800 | 1 | Rows 914
406 | WATERPROOFING_WORKS | Waterproofing |  |  |  | 0 | 0 | 2 | Rows 1480, 1481
TOTAL | ALL CATEGORIES | PROJECT TOTAL |  |  | MIXED | 1346412.8659 | 163628467.92 | 1391 | All 406 groups

## Extraction_Summary
Output_Sheet | #_Consolidated_Tables | Total_Rows | Original_Worksheets | Headers_Preview
BOQ_1_CIVIL BOQ | 1 | 1578 | CIVIL BOQ | S.NO ¦ DESCRIPTION ¦ GRADE OF CONC ¦ CEMENT CO-EFF ¦ UNIT...